## Results ¦ GCD
Daily Values (GCD)
Timestamp | Day | Total Flow | Maximum Daily Flow Change | Maximum Average Temperature @ RM61 | Difference between GCD and RM61 | Water/Power Conversion
- | - | AF | CFS | °C | °C | CFS/MW
- | - | - | - | - | - | -
timestamp | day | Q_tot_daily | Q_max_daily_change | T_gauge_daily | dT_daily | water_power_conversion
2025-07-05 00:00 | 1 | 22741.5872 | 586.7766 | 15.5 | 2.2141 | 0.39886
2025-07-06 00:00 | 2 | 22483.5413 | 586.7766 | 15.5 | 2.2141 | 0.39886
2025-07-07 00:00 | 3 | 23027.9964 | 586.7766 | 15.5 | 2.2141 | 0.39886
2025-07-08 00:00 | 4 | 23027.9964 | 586.7766 | 15.5 | 2.2141 | 0.39886
2025-07-09 00:00 | 5 | 23027.9964 | 586.7766 | 15.5 | 2.2141 | 0.39886
2025-07-10 00:00 | 6 | 23027.9964 | 586.7766 | 15.5 | 2.2141 | 0.39886
2025-07-11 00:00 | 7 | 23027.9964 | 586.7766 | 15.5 | 2.2141 | 0.39886
Hourly Values (GCD)
Timestamp | Hour | Turbine Release | Bypass Release | Plant Temperature | Total Release | Bypass Temperature | Turbine Temperature | Min Temperature @ RM61 | Max Temperature @ RM61 | ∆T between GCD and RM61 | Bypass Commitment Status | Bypass Ramp Down | Bypass Ramp Up | Bypass Ramp Down Change | Bypass Ramp Up Change | Gauge Flow | Gauge Ramp Down | Gauge Ramp Up | In Flows | Out Flows | Sink | Source | Total Ramp Down | Total Ramp Up | Turbine Ramp Down | Turbine Ramp Up | Location Marginal Price
- | - | CFS | CFS | °C | CFS | °C | °C | °C | °C | °C | - | CFS | CFS | - | - | CFS | CFS | CFS | CFS | CFS | CFS | CFS | CFS | CFS | CFS | CFS | USD/MWh??
- | - | 1768078.6292 | 172340.1017 | - | - | - | - | - | - | - | - | - | - | - | - | - | - | - | - | - | - | - | - | - | - | - | -
timestamp | hour | q_tur | q_bp | T_plant | q_tot | T_bp_values | T_tur_values | T_gauge_hourly_min_values | T_gauge_hourly_max_values | dT_hourly_values | q_bp_committed | q_bp_ramp_down | q_bp_ramp_up | q_bp_rr_down_change | q_bp_rr_up_change | q_gg | q_gg_ramp_down | q_gg_ramp_up | q_in_flow | q_out_flow | q_sink | q_source | q_tot_ramp_down | q_tot_ramp_up | q_tur_ramp_down | q_tur_ramp_up | lmp
2025-07-05 00:00 | 1 | 10403.4686 | 0 | 12.8 | 10403.4686 | 8.4 | 12.8 | 13 | 19.5 | 2.8793 | 0 | 0 | 0 | 0 | 0 | 0 | 0 | 0 | 0 | 10403.4686 | 0 | 10403.4686 | 2500 | 4000 | 2300.005 | 0 | 57.951
2025-07-05 01:00 | 2 | 8471.4756 | 1518.1579 | 12.1313 | 9989.6335 | 8.4 | 12.8 | 13 | 19.5 | 3.0441 | 1 | 0 | 1518.1579 | 0 | 1 | 0 | 0 | 0 | 0 | 9989.6335 | 0 | 9989.6335 | 2500 | 4000 | 1931.993 | 0 | 49.581
2025-07-05 02:00 | 3 | 8471.4756 | 1518.1579 | 12.1313 | 9989.6335 | 8.4 | 12.8 | 13 | 19.5 | 3.0993 | 1 | 0 | 0 | 0 | 0 | 0 | 0 | 0 | 0 | 9989.6335 | 0 | 9989.6335 | 2500 | 4000 | 0 | 0 | 49.042
2025-07-05 03:00 | 4 | 8471.4756 | 1518.1579 | 12.1313 | 9989.6335 | 8.4 | 12.8 | 13 | 19.5 | 3.105 | 1 | 0 | 0 | 0 | 0 | 0 | 0 | 0 | 0 | 9989.6335 | 0 | 9989.6335 | 2500 | 4000 | 0 | 0 | 49.153
2025-07-05 04:00 | 5 | 8471.4756 | 1518.1579 | 12.1313 | 9989.6335 | 8.4 | 12.8 | 13 | 19.5 | 3.0429 | 1 | 0 | 0 | 0 | 0 | 0 | 0 | 0 | 0 | 9989.6335 | 0 | 9989.6335 | 2500 | 4000 | 0 | 0 | 49.261
2025-07-05 05:00 | 6 | 8471.4756 | 1518.1579 | 12.1313 | 9989.6335 | 8.4 | 12.8 | 13 | 19.5 | 2.958 | 1 | 0 | 0 | 0 | 0 | 0 | 0 | 0 | 0 | 9989.6335 | 0 | 9989.6335 | 2500 | 4000 | 0 | 0 | 49.162
2025-07-05 06:00 | 7 | 8471.4756 | 1518.1579 | 12.1313 | 9989.6335 | 8.4 | 12.8 | 13 | 19.5 | 2.8609 | 1 | 0 | 0 | 0 | 0 | 0 | 0 | 0 | 0 | 9989.6335 | 0 | 9989.6335 | 2500 | 4000 | 0 | 0 | 49.519
2025-07-05 07:00 | 8 | 8471.4756 | 1518.1579 | 12.1313 | 9989.6335 | 8.4 | 12.8 | 13 | 19.5 | 2.7406 | 1 | 0 | 0 | 0 | 0 | 0 | 0 | 0 | 0 | 9989.6335 | 0 | 9989.6335 | 2500 | 4000 | 0 | 0 | 78.53
2025-07-05 08:00 | 9 | 8471.4756 | 1518.1579 | 12.1313 | 9989.6335 | 8.4 | 12.8 | 13 | 19.5 | 2.6134 | 1 | 0 | 0 | 0 | 0 | 0 | 0 | 0 | 0 | 9989.6335 | 0 | 9989.6335 | 2500 | 4000 | 0 | 0 | 71.354
2025-07-05 09:00 | 10 | 8471.4756 | 1518.1579 | 12.1313 | 9989.6335 | 8.4 | 12.8 | 13 | 19.5 | 2.4499 | 1 | 0 | 0 | 0 | 0 | 0 | 0 | 0 | 0 | 9989.6335 | 0 | 9989.6335 | 2500 | 4000 | 0 | 0 | 56.477
2025-07-05 10:00 | 11 | 8471.4756 | 1518.1579 | 12.1313 | 9989.6335 | 8.4 | 12.8 | 13 | 19.5 | 2.2459 | 1 | 0 | 0 | 0 | 0 | 0 | 0 | 0 | 0 | 9989.6335 | 0 | 9989.6335 | 2500 | 4000 | 0 | 0 | 47.486
2025-07-05 11:00 | 12 | 8471.4756 | 1518.1579 | 12.1313 | 9989.6335 | 8.4 | 12.8 | 13 | 19.5 | 2.0833 | 1 | 0 | 0 | 0 | 0 | 0 | 0 | 0 | 0 | 9989.6335 | 0 | 9989.6335 | 2500 | 4000 | 0 | 0 | 46.225
2025-07-05 12:00 | 13 | 8471.4756 | 1518.1579 | 12.1313 | 9989.6335 | 8.4 | 12.8 | 13 | 19.5 | 1.8929 | 1 | 0 | 0 | 0 | 0 | 0 | 0 | 0 | 0 | 9989.6335 | 0 | 9989.6335 | 2500 | 4000 | 0 | 0 | 46.171
2025-07-05 13:00 | 14 | 8471.4756 | 1518.1579 | 12.1313 | 9989.6335 | 8.4 | 12.8 | 13 | 19.5 | 1.6659 | 1 | 0 | 0 | 0 | 0 | 0 | 0 | 0 | 0 | 9989.6335 | 0 | 9989.6335 | 2500 | 4000 | 0 | 0 | 46.154
2025-07-05 14:00 | 15 | 8471.4756 | 1518.1579 | 12.1313 | 9989.6335 | 8.4 | 12.8 | 13 | 19.5 | 1.4253 | 1 | 0 | 0 | 0 | 0 | 0 | 0 | 0 | 0 | 9989.6335 | 0 | 9989.6335 | 2500 | 4000 | 0 | 0 | 46.169
2025-07-05 15:00 | 16 | 8471.4756 | 1518.1579 | 12.1313 | 9989.6335 | 8.4 | 12.8 | 13 | 19.5 | 1.2351 | 1 | 0 | 0 | 0 | 0 | 0 | 0 | 0 | 0 | 9989.6335 | 0 | 9989.6335 | 2500 | 4000 | 0 | 0 | 46.209
2025-07-05 16:00 | 17 | 12151.4836 | 0 | 12.8 | 12151.4836 | 8.4 | 12.8 | 13 | 19.5 | 0.97514 | 0 | 1518.1579 | 0 | 1 | 0 | 0 | 0 | 0 | 0 | 12151.4836 | 0 | 12151.4836 | 2500 | 4000 | 0 | 3680.0079 | 49.129
2025-07-05 17:00 | 18 | 13589.817 | 0 | 12.8 | 13589.817 | 8.4 | 12.8 | 13 | 19.5 | 0.88579 | 0 | 0 | 0 | 0 | 0 | 0 | 0 | 0 | 0 | 13589.817 | 0 | 13589.817 | 2500 | 4000 | 0 | 1438.3334 | 63.251
2025-07-05 18:00 | 19 | 15003.4786 | 0 | 12.8 | 15003.4786 | 8.4 | 12.8 | 13 | 19.5 | 1.0356 | 0 | 0 | 0 | 0 | 0 | 0 | 0 | 0 | 0 | 15003.4786 | 0 | 15003.4786 | 2500 | 4000 | 0 | 1413.6616 | 84.153
2025-07-05 19:00 | 20 | 15003.4786 | 0 | 12.8 | 15003.4786 | 8.4 | 12.8 | 13 | 19.5 | 1.3991 | 0 | 0 | 0 | 0 | 0 | 0 | 0 | 0 | 0 | 15003.4786 | 0 | 15003.4786 | 2500 | 4000 | 0 | 0 | 106.764
2025-07-05 20:00 | 21 | 15003.4786 | 0 | 12.8 | 15003.4786 | 8.4 | 12.8 | 13 | 19.5 | 1.8639 | 0 | 0 | 0 | 0 | 0 | 0 | 0 | 0 | 0 | 15003.4786 | 0 | 15003.4786 | 2500 | 4000 | 0 | 0 | 114.778
2025-07-05 21:00 | 22 | 15003.4786 | 0 | 12.8 | 15003.4786 | 8.4 | 12.8 | 13 | 19.5 | 2.3007 | 0 | 0 | 0 | 0 | 0 | 0 | 0 | 0 | 0 | 15003.4786 | 0 | 15003.4786 | 2500 | 4000 | 0 | 0 | 119.196
2025-07-05 22:00 | 23 | 15003.4786 | 0 | 12.8 | 15003.4786 | 8.4 | 12.8 | 13 | 19.5 | 2.5542 | 0 | 0 | 0 | 0 | 0 | 0 | 0 | 0 | 0 | 15003.4786 | 0 | 15003.4786 | 2500 | 4000 | 0 | 0 | 112.533
2025-07-05 23:00 | 24 | 12674.958 | 1491.7087 | 12.3367 | 14166.6667 | 8.4 | 12.8 | 13 | 19.5 | 2.7827 | 1 | 0 | 1491.7087 | 0 | 1 | 0 | 0 | 0 | 0 | 14166.6667 | 0 | 14166.6667 | 2500 | 4000 | 2328.5206 | 0 | 60.777
2025-07-06 00:00 | 25 | 10174.958 | 1491.7087 | 12.2374 | 11666.6667 | 8.4 | 12.8 | 13 | 19.5 | 2.8793 | 1 | 0 | 0 | 1 | 0 | 0 | 0 | 0 | 0 | 11666.6667 | 0 | 11666.6667 | 2500 | 4000 | 2500 | 0 | 56.434
2025-07-06 01:00 | 26 | 8471.4756 | 1491.7087 | 12.1412 | 9963.1843 | 8.4 | 12.8 | 13 | 19.5 | 3.0441 | 1 | 0 | 0 | 0 | 0 | 0 | 0 | 0 | 0 | 9963.1843 | 0 | 9963.1843 | 2500 | 4000 | 1703.4823 | 0 | 48.894
2025-07-06 02:00 | 27 | 8471.4756 | 1491.7087 | 12.1412 | 9963.1843 | 8.4 | 12.8 | 13 | 19.5 | 3.0993 | 1 | 0 | 0 | 0 | 0 | 0 | 0 | 0 | 0 | 9963.1843 | 0 | 9963.1843 | 2500 | 4000 | 0 | 0 | 48.759
2025-07-06 03:00 | 28 | 8471.4756 | 1491.7087 | 12.1412 | 9963.1843 | 8.4 | 12.8 | 13 | 19.5 | 3.105 | 1 | 0 | 0 | 0 | 0 | 0 | 0 | 0 | 0 | 9963.1843 | 0 | 9963.1843 | 2500 | 4000 | 0 | 0 | 48.32
2025-07-06 04:00 | 29 | 8471.4756 | 1491.7087 | 12.1412 | 9963.1843 | 8.4 | 12.8 | 13 | 19.5 | 3.0429 | 1 | 0 | 0 | 0 | 0 | 0 | 0 | 0 | 0 | 9963.1843 | 0 | 9963.1843 | 2500 | 4000 | 0 | 0 | 48.072
2025-07-06 05:00 | 30 | 8471.4756 | 1491.7087 | 12.1412 | 9963.1843 | 8.4 | 12.8 | 13 | 19.5 | 2.958 | 1 | 0 | 0 | 0 | 0 | 0 | 0 | 0 | 0 | 9963.1843 | 0 | 9963.1843 | 2500 | 4000 | 0 | 0 | 48.481
2025-07-06 06:00 | 31 | 8471.4756 | 1491.7087 | 12.1412 | 9963.1843 | 8.4 | 12.8 | 13 | 19.5 | 2.8609 | 1 | 0 | 0 | 0 | 0 | 0 | 0 | 0 | 0 | 9963.1843 | 0 | 9963.1843 | 2500 | 4000 | 0 | 0 | 48.836
2025-07-06 07:00 | 32 | 8471.4756 | 1491.7087 | 12.1412 | 9963.1843 | 8.4 | 12.8 | 13 | 19.5 | 2.7406 | 1 | 0 | 0 | 0 | 0 | 0 | 0 | 0 | 0 | 9963.1843 | 0 | 9963.1843 | 2500 | 4000 | 0 | 0 | 53.772
2025-07-06 08:00 | 33 | 8471.4756 | 1491.7087 | 12.1412 | 9963.1843 | 8.4 | 12.8 | 13 | 19.5 | 2.6134 | 1 | 0 | 0 | 0 | 0 | 0 | 0 | 0 | 0 | 9963.1843 | 0 | 9963.1843 | 2500 | 4000 | 0 | 0 | 47.149
2025-07-06 09:00 | 34 | 8471.4756 | 1491.7087 | 12.1412 | 9963.1843 | 8.4 | 12.8 | 13 | 19.5 | 2.4499 | 1 | 0 | 0 | 0 | 0 | 0 | 0 | 0 | 0 | 9963.1843 | 0 | 9963.1843 | 2500 | 4000 | 0 | 0 | 46.156
2025-07-06 10:00 | 35 | 8471.4756 | 1491.7087 | 12.1412 | 9963.1843 | 8.4 | 12.8 | 13 | 19.5 | 2.2459 | 1 | 0 | 0 | 0 | 0 | 0 | 0 | 0 | 0 | 9963.1843 | 0 | 9963.1843 | 2500 | 4000 | 0 | 0 | 46.026
2025-07-06 11:00 | 36 | 8471.4756 | 1491.7087 | 12.1412 | 9963.1843 | 8.4 | 12.8 | 13 | 19.5 | 2.0833 | 1 | 0 | 0 | 0 | 0 | 0 | 0 | 0 | 0 | 9963.1843 | 0 | 9963.1843 | 2500 | 4000 | 0 | 0 | 45.989
2025-07-06 12:00 | 37 | 8471.4756 | 1491.7087 | 12.1412 | 9963.1843 | 8.4 | 12.8 | 13 | 19.5 | 1.8929 | 1 | 0 | 0 | 0 | 0 | 0 | 0 | 0 | 0 | 9963.1843 | 0 | 9963.1843 | 2500 | 4000 | 0 | 0 | 45.937
2025-07-06 13:00 | 38 | 8471.4756 | 1491.7087 | 12.1412 | 9963.1843 | 8.4 | 12.8 | 13 | 19.5 | 1.6659 | 1 | 0 | 0 | 0 | 0 | 0 | 0 | 0 | 0 | 9963.1843 | 0 | 9963.1843 | 2500 | 4000 | 0 | 0 | 45.923
2025-07-06 14:00 | 39 | 8471.4756 | 1491.7087 | 12.1412 | 9963.1843 | 8.4 | 12.8 | 13 | 19.5 | 1.4253 | 1 | 0 | 0 | 0 | 0 | 0 | 0 | 0 | 0 | 9963.1843 | 0 | 9963.1843 | 2500 | 4000 | 0 | 0 | 45.949
2025-07-06 15:00 | 40 | 8471.4756 | 1491.7087 | 12.1412 | 9963.1843 | 8.4 | 12.8 | 13 | 19.5 | 1.2351 | 1 | 0 | 0 | 0 | 0 | 0 | 0 | 0 | 0 | 9963.1843 | 0 | 9963.1843 | 2500 | 4000 | 0 | 0 | 46.038
2025-07-06 16:00 | 41 | 12151.4836 | 0 | 12.8 | 12151.4836 | 8.4 | 12.8 | 13 | 19.5 | 0.97514 | 0 | 1491.7087 | 0 | 1 | 0 | 0 | 0 | 0 | 0 | 12151.4836 | 0 | 12151.4836 | 2500 | 4000 | 0 | 3680.0079 | 46.131
2025-07-06 17:00 | 42 | 14367.8444 | 0 | 12.8 | 14367.8444 | 8.4 | 12.8 | 13 | 19.5 | 0.88579 | 0 | 0 | 0 | 0 | 0 | 0 | 0 | 0 | 0 | 14367.8444 | 0 | 14367.8444 | 2500 | 4000 | 0 | 2216.3608 | 47.346
2025-07-06 18:00 | 43 | 14367.8444 | 0 | 12.8 | 14367.8444 | 8.4 | 12.8 | 13 | 19.5 | 1.0356 | 0 | 0 | 0 | 0 | 0 | 0 | 0 | 0 | 0 | 14367.8444 | 0 | 14367.8444 | 2500 | 4000 | 0 | 0 | 54.688
2025-07-06 19:00 | 44 | 15003.4786 | 0 | 12.8 | 15003.4786 | 8.4 | 12.8 | 13 | 19.5 | 1.3991 | 0 | 0 | 0 | 0 | 0 | 0 | 0 | 0 | 0 | 15003.4786 | 0 | 15003.4786 | 2500 | 4000 | 0 | 635.6342 | 70.739
2025-07-06 20:00 | 45 | 15003.4786 | 0 | 12.8 | 15003.4786 | 8.4 | 12.8 | 13 | 19.5 | 1.8639 | 0 | 0 | 0 | 0 | 0 | 0 | 0 | 0 | 0 | 15003.4786 | 0 | 15003.4786 | 2500 | 4000 | 0 | 0 | 84.899
2025-07-06 21:00 | 46 | 15003.4786 | 0 | 12.8 | 15003.4786 | 8.4 | 12.8 | 13 | 19.5 | 2.3007 | 0 | 0 | 0 | 0 | 0 | 0 | 0 | 0 | 0 | 15003.4786 | 0 | 15003.4786 | 2500 | 4000 | 0 | 0 | 83.716
2025-07-06 22:00 | 47 | 12703.4736 | 0 | 12.8 | 12703.4736 | 8.4 | 12.8 | 13 | 19.5 | 2.5542 | 0 | 0 | 0 | 0 | 0 | 0 | 0 | 0 | 0 | 12703.4736 | 0 | 12703.4736 | 2500 | 4000 | 2300.005 | 0 | 74.588
2025-07-06 23:00 | 48 | 10403.4686 | 1931.993 | 12.1109 | 12335.4616 | 8.4 | 12.8 | 13 | 19.5 | 2.7827 | 1 | 0 | 1931.993 | 0 | 1 | 0 | 0 | 0 | 0 | 12335.4616 | 0 | 12335.4616 | 2500 | 4000 | 2300.005 | 0 | 56.501
2025-07-07 00:00 | 49 | 8471.4756 | 1931.993 | 11.9829 | 10403.4686 | 8.4 | 12.8 | 13 | 19.5 | 2.8793 | 1 | 0 | 0 | 0 | 0 | 0 | 0 | 0 | 0 | 10403.4686 | 0 | 10403.4686 | 2500 | 4000 | 1931.993 | 0 | 52.028
2025-07-07 01:00 | 50 | 8471.4756 | 1604.596 | 12.0993 | 10076.0716 | 8.4 | 12.8 | 13 | 19.5 | 3.0441 | 1 | 327.397 | 0 | 1 | 0 | 0 | 0 | 0 | 0 | 10076.0716 | 0 | 10076.0716 | 2500 | 4000 | 0 | 0 | 53.341
2025-07-07 02:00 | 51 | 8471.4756 | 1604.596 | 12.0993 | 10076.0716 | 8.4 | 12.8 | 13 | 19.5 | 3.0993 | 1 | 0 | 0 | 0 | 0 | 0 | 0 | 0 | 0 | 10076.0716 | 0 | 10076.0716 | 2500 | 4000 | 0 | 0 | 51.82
2025-07-07 03:00 | 52 | 8471.4756 | 1604.596 | 12.0993 | 10076.0716 | 8.4 | 12.8 | 13 | 19.5 | 3.105 | 1 | 0 | 0 | 0 | 0 | 0 | 0 | 0 | 0 | 10076.0716 | 0 | 10076.0716 | 2500 | 4000 | 0 | 0 | 50.687
2025-07-07 04:00 | 53 | 6728.7373 | 1604.596 | 11.9528 | 8333.3333 | 8.4 | 12.8 | 13 | 19.5 | 3.0429 | 1 | 0 | 0 | 0 | 0 | 0 | 0 | 0 | 0 | 8333.3333 | 0 | 8333.3333 | 2500 | 4000 | 1742.7383 | 0 | 50.873
2025-07-07 05:00 | 54 | 8471.4756 | 1604.596 | 12.0993 | 10076.0716 | 8.4 | 12.8 | 13 | 19.5 | 2.958 | 1 | 0 | 0 | 0 | 0 | 0 | 0 | 0 | 0 | 10076.0716 | 0 | 10076.0716 | 2500 | 4000 | 0 | 1742.7383 | 50.954
2025-07-07 06:00 | 55 | 6728.7373 | 1604.596 | 11.9528 | 8333.3333 | 8.4 | 12.8 | 13 | 19.5 | 2.8609 | 1 | 0 | 0 | 0 | 0 | 0 | 0 | 0 | 0 | 8333.3333 | 0 | 8333.3333 | 2500 | 4000 | 1742.7383 | 0 | 52.766
2025-07-07 07:00 | 56 | 8471.4756 | 1604.596 | 12.0993 | 10076.0716 | 8.4 | 12.8 | 13 | 19.5 | 2.7406 | 1 | 0 | 0 | 0 | 0 | 0 | 0 | 0 | 0 | 10076.0716 | 0 | 10076.0716 | 2500 | 4000 | 0 | 1742.7383 | 93.961
2025-07-07 08:00 | 57 | 8471.4756 | 1604.596 | 12.0993 | 10076.0716 | 8.4 | 12.8 | 13 | 19.5 | 2.6134 | 1 | 0 | 0 | 0 | 0 | 0 | 0 | 0 | 0 | 10076.0716 | 0 | 10076.0716 | 2500 | 4000 | 0 | 0 | 79.301
2025-07-07 09:00 | 58 | 8471.4756 | 1604.596 | 12.0993 | 10076.0716 | 8.4 | 12.8 | 13 | 19.5 | 2.4499 | 1 | 0 | 0 | 0 | 0 | 0 | 0 | 0 | 0 | 10076.0716 | 0 | 10076.0716 | 2500 | 4000 | 0 | 0 | 63.336
2025-07-07 10:00 | 59 | 8471.4756 | 1604.596 | 12.0993 | 10076.0716 | 8.4 | 12.8 | 13 | 19.5 | 2.2459 | 1 | 0 | 0 | 0 | 0 | 0 | 0 | 0 | 0 | 10076.0716 | 0 | 10076.0716 | 2500 | 4000 | 0 | 0 | 51.086
2025-07-07 11:00 | 60 | 8471.4756 | 1604.596 | 12.0993 | 10076.0716 | 8.4 | 12.8 | 13 | 19.5 | 2.0833 | 1 | 0 | 0 | 0 | 0 | 0 | 0 | 0 | 0 | 10076.0716 | 0 | 10076.0716 | 2500 | 4000 | 0 | 0 | 48.877
2025-07-07 12:00 | 61 | 8471.4756 | 1604.596 | 12.0993 | 10076.0716 | 8.4 | 12.8 | 13 | 19.5 | 1.8929 | 1 | 0 | 0 | 0 | 0 | 0 | 0 | 0 | 0 | 10076.0716 | 0 | 10076.0716 | 2500 | 4000 | 0 | 0 | 47.104
2025-07-07 13:00 | 62 | 8471.4756 | 1604.596 | 12.0993 | 10076.0716 | 8.4 | 12.8 | 13 | 19.5 | 1.6659 | 1 | 0 | 0 | 0 | 0 | 0 | 0 | 0 | 0 | 10076.0716 | 0 | 10076.0716 | 2500 | 4000 | 0 | 0 | 49.77
2025-07-07 14:00 | 63 | 8471.4756 | 1604.596 | 12.0993 | 10076.0716 | 8.4 | 12.8 | 13 | 19.5 | 1.4253 | 1 | 0 | 0 | 0 | 0 | 0 | 0 | 0 | 0 | 10076.0716 | 0 | 10076.0716 | 2500 | 4000 | 0 | 0 | 59.18
2025-07-07 15:00 | 64 | 11323.4706 | 1604.596 | 12.2539 | 12928.0666 | 8.4 | 12.8 | 13 | 19.5 | 1.2351 | 1 | 0 | 0 | 0 | 0 | 0 | 0 | 0 | 0 | 12928.0666 | 0 | 12928.0666 | 2500 | 4000 | 0 | 2851.995 | 72.689
2025-07-07 16:00 | 65 | 15003.4786 | 0 | 12.8 | 15003.4786 | 8.4 | 12.8 | 13 | 19.5 | 0.97514 | 0 | 1604.596 | 0 | 1 | 0 | 0 | 0 | 0 | 0 | 15003.4786 | 0 | 15003.4786 | 2500 | 4000 | 0 | 3680.0079 | 85.55
2025-07-07 17:00 | 66 | 15003.4786 | 0 | 12.8 | 15003.4786 | 8.4 | 12.8 | 13 | 19.5 | 0.88579 | 0 | 0 | 0 | 0 | 0 | 0 | 0 | 0 | 0 | 15003.4786 | 0 | 15003.4786 | 2500 | 4000 | 0 | 0 | 102.501
2025-07-07 18:00 | 67 | 15003.4786 | 0 | 12.8 | 15003.4786 | 8.4 | 12.8 | 13 | 19.5 | 1.0356 | 0 | 0 | 0 | 0 | 0 | 0 | 0 | 0 | 0 | 15003.4786 | 0 | 15003.4786 | 2500 | 4000 | 0 | 0 | 113.281
2025-07-07 19:00 | 68 | 15003.4786 | 0 | 12.8 | 15003.4786 | 8.4 | 12.8 | 13 | 19.5 | 1.3991 | 0 | 0 | 0 | 0 | 0 | 0 | 0 | 0 | 0 | 15003.4786 | 0 | 15003.4786 | 2500 | 4000 | 0 | 0 | 121.649
2025-07-07 20:00 | 69 | 15003.4786 | 0 | 12.8 | 15003.4786 | 8.4 | 12.8 | 13 | 19.5 | 1.8639 | 0 | 0 | 0 | 0 | 0 | 0 | 0 | 0 | 0 | 15003.4786 | 0 | 15003.4786 | 2500 | 4000 | 0 | 0 | 122.425
2025-07-07 21:00 | 70 | 15003.4786 | 0 | 12.8 | 15003.4786 | 8.4 | 12.8 | 13 | 19.5 | 2.3007 | 0 | 0 | 0 | 0 | 0 | 0 | 0 | 0 | 0 | 15003.4786 | 0 | 15003.4786 | 2500 | 4000 | 0 | 0 | 122.393
2025-07-07 22:00 | 71 | 15003.4786 | 0 | 12.8 | 15003.4786 | 8.4 | 12.8 | 13 | 19.5 | 2.5542 | 0 | 0 | 0 | 0 | 0 | 0 | 0 | 0 | 0 | 15003.4786 | 0 | 15003.4786 | 2500 | 4000 | 0 | 0 | 118.246
2025-07-07 23:00 | 72 | 12703.4736 | 0 | 12.8 | 12703.4736 | 8.4 | 12.8 | 13 | 19.5 | 2.7827 | 0 | 0 | 0 | 0 | 0 | 0 | 0 | 0 | 0 | 12703.4736 | 0 | 12703.4736 | 2500 | 4000 | 2300.005 | 0 | 65.785
2025-07-08 00:00 | 73 | 10403.4686 | 0 | 12.8 | 10403.4686 | 8.4 | 12.8 | 13 | 19.5 | 2.8793 | 0 | 0 | 0 | 0 | 0 | 0 | 0 | 0 | 0 | 10403.4686 | 0 | 10403.4686 | 2500 | 4000 | 2300.005 | 0 | 57.951
2025-07-08 01:00 | 74 | 8471.4756 | 1604.596 | 12.0993 | 10076.0716 | 8.4 | 12.8 | 13 | 19.5 | 3.0441 | 1 | 0 | 1604.596 | 0 | 1 | 0 | 0 | 0 | 0 | 10076.0716 | 0 | 10076.0716 | 2500 | 4000 | 1931.993 | 0 | 53.341
2025-07-08 02:00 | 75 | 8471.4756 | 1604.596 | 12.0993 | 10076.0716 | 8.4 | 12.8 | 13 | 19.5 | 3.0993 | 1 | 0 | 0 | 0 | 0 | 0 | 0 | 0 | 0 | 10076.0716 | 0 | 10076.0716 | 2500 | 4000 | 0 | 0 | 51.82
2025-07-08 03:00 | 76 | 8471.4756 | 1604.596 | 12.0993 | 10076.0716 | 8.4 | 12.8 | 13 | 19.5 | 3.105 | 1 | 0 | 0 | 0 | 0 | 0 | 0 | 0 | 0 | 10076.0716 | 0 | 10076.0716 | 2500 | 4000 | 0 | 0 | 50.687
2025-07-08 04:00 | 77 | 6728.7373 | 1604.596 | 11.9528 | 8333.3333 | 8.4 | 12.8 | 13 | 19.5 | 3.0429 | 1 | 0 | 0 | 0 | 0 | 0 | 0 | 0 | 0 | 8333.3333 | 0 | 8333.3333 | 2500 | 4000 | 1742.7383 | 0 | 50.873
2025-07-08 05:00 | 78 | 8471.4756 | 1604.596 | 12.0993 | 10076.0716 | 8.4 | 12.8 | 13 | 19.5 | 2.958 | 1 | 0 | 0 | 0 | 0 | 0 | 0 | 0 | 0 | 10076.0716 | 0 | 10076.0716 | 2500 | 4000 | 0 | 1742.7383 | 50.954
2025-07-08 06:00 | 79 | 6728.7373 | 1604.596 | 11.9528 | 8333.3333 | 8.4 | 12.8 | 13 | 19.5 | 2.8609 | 1 | 0 | 0 | 0 | 0 | 0 | 0 | 0 | 0 | 8333.3333 | 0 | 8333.3333 | 2500 | 4000 | 1742.7383 | 0 | 52.766
2025-07-08 07:00 | 80 | 8471.4756 | 1604.596 | 12.0993 | 10076.0716 | 8.4 | 12.8 | 13 | 19.5 | 2.7406 | 1 | 0 | 0 | 0 | 0 | 0 | 0 | 0 | 0 | 10076.0716 | 0 | 10076.0716 | 2500 | 4000 | 0 | 1742.7383 | 93.961
2025-07-08 08:00 | 81 | 8471.4756 | 1604.596 | 12.0993 | 10076.0716 | 8.4 | 12.8 | 13 | 19.5 | 2.6134 | 1 | 0 | 0 | 0 | 0 | 0 | 0 | 0 | 0 | 10076.0716 | 0 | 10076.0716 | 2500 | 4000 | 0 | 0 | 79.301
2025-07-08 09:00 | 82 | 8471.4756 | 1604.596 | 12.0993 | 10076.0716 | 8.4 | 12.8 | 13 | 19.5 | 2.4499 | 1 | 0 | 0 | 0 | 0 | 0 | 0 | 0 | 0 | 10076.0716 | 0 | 10076.0716 | 2500 | 4000 | 0 | 0 | 63.336
2025-07-08 10:00 | 83 | 8471.4756 | 1604.596 | 12.0993 | 10076.0716 | 8.4 | 12.8 | 13 | 19.5 | 2.2459 | 1 | 0 | 0 | 0 | 0 | 0 | 0 | 0 | 0 | 10076.0716 | 0 | 10076.0716 | 2500 | 4000 | 0 | 0 | 51.086
2025-07-08 11:00 | 84 | 8471.4756 | 1604.596 | 12.0993 | 10076.0716 | 8.4 | 12.8 | 13 | 19.5 | 2.0833 | 1 | 0 | 0 | 0 | 0 | 0 | 0 | 0 | 0 | 10076.0716 | 0 | 10076.0716 | 2500 | 4000 | 0 | 0 | 48.877
2025-07-08 12:00 | 85 | 8471.4756 | 1604.596 | 12.0993 | 10076.0716 | 8.4 | 12.8 | 13 | 19.5 | 1.8929 | 1 | 0 | 0 | 0 | 0 | 0 | 0 | 0 | 0 | 10076.0716 | 0 | 10076.0716 | 2500 | 4000 | 0 | 0 | 47.104
2025-07-08 13:00 | 86 | 8471.4756 | 1604.596 | 12.0993 | 10076.0716 | 8.4 | 12.8 | 13 | 19.5 | 1.6659 | 1 | 0 | 0 | 0 | 0 | 0 | 0 | 0 | 0 | 10076.0716 | 0 | 10076.0716 | 2500 | 4000 | 0 | 0 | 49.77
2025-07-08 14:00 | 87 | 8471.4756 | 1604.596 | 12.0993 | 10076.0716 | 8.4 | 12.8 | 13 | 19.5 | 1.4253 | 1 | 0 | 0 | 0 | 0 | 0 | 0 | 0 | 0 | 10076.0716 | 0 | 10076.0716 | 2500 | 4000 | 0 | 0 | 59.18
2025-07-08 15:00 | 88 | 11323.4706 | 1604.596 | 12.2539 | 12928.0666 | 8.4 | 12.8 | 13 | 19.5 | 1.2351 | 1 | 0 | 0 | 0 | 0 | 0 | 0 | 0 | 0 | 12928.0666 | 0 | 12928.0666 | 2500 | 4000 | 0 | 2851.995 | 72.689
2025-07-08 16:00 | 89 | 15003.4786 | 0 | 12.8 | 15003.4786 | 8.4 | 12.8 | 13 | 19.5 | 0.97514 | 0 | 1604.596 | 0 | 1 | 0 | 0 | 0 | 0 | 0 | 15003.4786 | 0 | 15003.4786 | 2500 | 4000 | 0 | 3680.0079 | 85.55
2025-07-08 17:00 | 90 | 15003.4786 | 0 | 12.8 | 15003.4786 | 8.4 | 12.8 | 13 | 19.5 | 0.88579 | 0 | 0 | 0 | 0 | 0 | 0 | 0 | 0 | 0 | 15003.4786 | 0 | 15003.4786 | 2500 | 4000 | 0 | 0 | 102.501
2025-07-08 18:00 | 91 | 15003.4786 | 0 | 12.8 | 15003.4786 | 8.4 | 12.8 | 13 | 19.5 | 1.0356 | 0 | 0 | 0 | 0 | 0 | 0 | 0 | 0 | 0 | 15003.4786 | 0 | 15003.4786 | 2500 | 4000 | 0 | 0 | 113.281
2025-07-08 19:00 | 92 | 15003.4786 | 0 | 12.8 | 15003.4786 | 8.4 | 12.8 | 13 | 19.5 | 1.3991 | 0 | 0 | 0 | 0 | 0 | 0 | 0 | 0 | 0 | 15003.4786 | 0 | 15003.4786 | 2500 | 4000 | 0 | 0 | 121.649
2025-07-08 20:00 | 93 | 15003.4786 | 0 | 12.8 | 15003.4786 | 8.4 | 12.8 | 13 | 19.5 | 1.8639 | 0 | 0 | 0 | 0 | 0 | 0 | 0 | 0 | 0 | 15003.4786 | 0 | 15003.4786 | 2500 | 4000 | 0 | 0 | 122.425
2025-07-08 21:00 | 94 | 15003.4786 | 0 | 12.8 | 15003.4786 | 8.4 | 12.8 | 13 | 19.5 | 2.3007 | 0 | 0 | 0 | 0 | 0 | 0 | 0 | 0 | 0 | 15003.4786 | 0 | 15003.4786 | 2500 | 4000 | 0 | 0 | 122.393
2025-07-08 22:00 | 95 | 15003.4786 | 0 | 12.8 | 15003.4786 | 8.4 | 12.8 | 13 | 19.5 | 2.5542 | 0 | 0 | 0 | 0 | 0 | 0 | 0 | 0 | 0 | 15003.4786 | 0 | 15003.4786 | 2500 | 4000 | 0 | 0 | 118.246
2025-07-08 23:00 | 96 | 12703.4736 | 0 | 12.8 | 12703.4736 | 8.4 | 12.8 | 13 | 19.5 | 2.7827 | 0 | 0 | 0 | 0 | 0 | 0 | 0 | 0 | 0 | 12703.4736 | 0 | 12703.4736 | 2500 | 4000 | 2300.005 | 0 | 65.785
2025-07-09 00:00 | 97 | 10403.4686 | 0 | 12.8 | 10403.4686 | 8.4 | 12.8 | 13 | 19.5 | 2.8793 | 0 | 0 | 0 | 0 | 0 | 0 | 0 | 0 | 0 | 10403.4686 | 0 | 10403.4686 | 2500 | 4000 | 2300.005 | 0 | 57.951
2025-07-09 01:00 | 98 | 8471.4756 | 1604.596 | 12.0993 | 10076.0716 | 8.4 | 12.8 | 13 | 19.5 | 3.0441 | 1 | 0 | 1604.596 | 0 | 1 | 0 | 0 | 0 | 0 | 10076.0716 | 0 | 10076.0716 | 2500 | 4000 | 1931.993 | 0 | 53.341
2025-07-09 02:00 | 99 | 8471.4756 | 1604.596 | 12.0993 | 10076.0716 | 8.4 | 12.8 | 13 | 19.5 | 3.0993 | 1 | 0 | 0 | 0 | 0 | 0 | 0 | 0 | 0 | 10076.0716 | 0 | 10076.0716 | 2500 | 4000 | 0 | 0 | 51.82
2025-07-09 03:00 | 100 | 8471.4756 | 1604.596 | 12.0993 | 10076.0716 | 8.4 | 12.8 | 13 | 19.5 | 3.105 | 1 | 0 | 0 | 0 | 0 | 0 | 0 | 0 | 0 | 10076.0716 | 0 | 10076.0716 | 2500 | 4000 | 0 | 0 | 50.687
2025-07-09 04:00 | 101 | 6728.7373 | 1604.596 | 11.9528 | 8333.3333 | 8.4 | 12.8 | 13 | 19.5 | 3.0429 | 1 | 0 | 0 | 0 | 0 | 0 | 0 | 0 | 0 | 8333.3333 | 0 | 8333.3333 | 2500 | 4000 | 1742.7383 | 0 | 50.873
2025-07-09 05:00 | 102 | 8471.4756 | 1604.596 | 12.0993 | 10076.0716 | 8.4 | 12.8 | 13 | 19.5 | 2.958 | 1 | 0 | 0 | 0 | 0 | 0 | 0 | 0 | 0 | 10076.0716 | 0 | 10076.0716 | 2500 | 4000 | 0 | 1742.7383 | 50.954
2025-07-09 06:00 | 103 | 6728.7373 | 1604.596 | 11.9528 | 8333.3333 | 8.4 | 12.8 | 13 | 19.5 | 2.8609 | 1 | 0 | 0 | 0 | 0 | 0 | 0 | 0 | 0 | 8333.3333 | 0 | 8333.3333 | 2500 | 4000 | 1742.7383 | 0 | 52.766
2025-07-09 07:00 | 104 | 8471.4756 | 1604.596 | 12.0993 | 10076.0716 | 8.4 | 12.8 | 13 | 19.5 | 2.7406 | 1 | 0 | 0 | 0 | 0 | 0 | 0 | 0 | 0 | 10076.0716 | 0 | 10076.0716 | 2500 | 4000 | 0 | 1742.7383 | 93.961
2025-07-09 08:00 | 105 | 8471.4756 | 1604.596 | 12.0993 | 10076.0716 | 8.4 | 12.8 | 13 | 19.5 | 2.6134 | 1 | 0 | 0 | 0 | 0 | 0 | 0 | 0 | 0 | 10076.0716 | 0 | 10076.0716 | 2500 | 4000 | 0 | 4.1268e-12 | 79.301
2025-07-09 09:00 | 106 | 8471.4756 | 1604.596 | 12.0993 | 10076.0716 | 8.4 | 12.8 | 13 | 19.5 | 2.4499 | 1 | 0 | 0 | 0 | 0 | 0 | 0 | 0 | 0 | 10076.0716 | 0 | 10076.0716 | 2500 | 4000 | 0 | 0 | 63.336
2025-07-09 10:00 | 107 | 8471.4756 | 1604.596 | 12.0993 | 10076.0716 | 8.4 | 12.8 | 13 | 19.5 | 2.2459 | 1 | 0 | 0 | 0 | 0 | 0 | 0 | 0 | 0 | 10076.0716 | 0 | 10076.0716 | 2500 | 4000 | 4.1268e-12 | 0 | 51.086
2025-07-09 11:00 | 108 | 8471.4756 | 1604.596 | 12.0993 | 10076.0716 | 8.4 | 12.8 | 13 | 19.5 | 2.0833 | 1 | 0 | 0 | 0 | 0 | 0 | 0 | 0 | 0 | 10076.0716 | 0 | 10076.0716 | 2500 | 4000 | 0 | 4.1268e-12 | 48.877
2025-07-09 12:00 | 109 | 8471.4756 | 1604.596 | 12.0993 | 10076.0716 | 8.4 | 12.8 | 13 | 19.5 | 1.8929 | 1 | 0 | 0 | 0 | 0 | 0 | 0 | 0 | 0 | 10076.0716 | 0 | 10076.0716 | 2500 | 4000 | 0 | 0 | 47.104
2025-07-09 13:00 | 110 | 8471.4756 | 1604.596 | 12.0993 | 10076.0716 | 8.4 | 12.8 | 13 | 19.5 | 1.6659 | 1 | 0 | 0 | 0 | 0 | 0 | 0 | 0 | 0 | 10076.0716 | 0 | 10076.0716 | 2500 | 4000 | 0 | 0 | 49.77
2025-07-09 14:00 | 111 | 8471.4756 | 1604.596 | 12.0993 | 10076.0716 | 8.4 | 12.8 | 13 | 19.5 | 1.4253 | 1 | 0 | 0 | 0 | 0 | 0 | 0 | 0 | 0 | 10076.0716 | 0 | 10076.0716 | 2500 | 4000 | 0 | 0 | 59.18
2025-07-09 15:00 | 112 | 11323.4706 | 1604.596 | 12.2539 | 12928.0666 | 8.4 | 12.8 | 13 | 19.5 | 1.2351 | 1 | 0 | 0 | 0 | 0 | 0 | 0 | 0 | 0 | 12928.0666 | 0 | 12928.0666 | 2500 | 4000 | 0 | 2851.995 | 72.689
2025-07-09 16:00 | 113 | 15003.4786 | 0 | 12.8 | 15003.4786 | 8.4 | 12.8 | 13 | 19.5 | 0.97514 | 0 | 1604.596 | 0 | 1 | 0 | 0 | 0 | 0 | 0 | 15003.4786 | 0 | 15003.4786 | 2500 | 4000 | 0 | 3680.0079 | 85.55
2025-07-09 17:00 | 114 | 15003.4786 | 0 | 12.8 | 15003.4786 | 8.4 | 12.8 | 13 | 19.5 | 0.88579 | 0 | 0 | 0 | 0 | 0 | 0 | 0 | 0 | 0 | 15003.4786 | 0 | 15003.4786 | 2500 | 4000 | 0 | 0 | 102.501
2025-07-09 18:00 | 115 | 15003.4786 | 0 | 12.8 | 15003.4786 | 8.4 | 12.8 | 13 | 19.5 | 1.0356 | 0 | 0 | 0 | 0 | 0 | 0 | 0 | 0 | 0 | 15003.4786 | 0 | 15003.4786 | 2500 | 4000 | 0 | 0 | 113.281
2025-07-09 19:00 | 116 | 15003.4786 | 0 | 12.8 | 15003.4786 | 8.4 | 12.8 | 13 | 19.5 | 1.3991 | 0 | 0 | 0 | 0 | 0 | 0 | 0 | 0 | 0 | 15003.4786 | 0 | 15003.4786 | 2500 | 4000 | 0 | 0 | 121.649
2025-07-09 20:00 | 117 | 15003.4786 | 0 | 12.8 | 15003.4786 | 8.4 | 12.8 | 13 | 19.5 | 1.8639 | 0 | 0 | 0 | 0 | 0 | 0 | 0 | 0 | 0 | 15003.4786 | 0 | 15003.4786 | 2500 | 4000 | 0 | 0 | 122.425
2025-07-09 21:00 | 118 | 15003.4786 | 0 | 12.8 | 15003.4786 | 8.4 | 12.8 | 13 | 19.5 | 2.3007 | 0 | 0 | 0 | 0 | 0 | 0 | 0 | 0 | 0 | 15003.4786 | 0 | 15003.4786 | 2500 | 4000 | 0 | 0 | 122.393
2025-07-09 22:00 | 119 | 15003.4786 | 0 | 12.8 | 15003.4786 | 8.4 | 12.8 | 13 | 19.5 | 2.5542 | 0 | 0 | 0 | 0 | 0 | 0 | 0 | 0 | 0 | 15003.4786 | 0 | 15003.4786 | 2500 | 4000 | 0 | 0 | 118.246
2025-07-09 23:00 | 120 | 12703.4736 | 0 | 12.8 | 12703.4736 | 8.4 | 12.8 | 13 | 19.5 | 2.7827 | 0 | 0 | 0 | 0 | 0 | 0 | 0 | 0 | 0 | 12703.4736 | 0 | 12703.4736 | 2500 | 4000 | 2300.005 | 0 | 65.785
2025-07-10 00:00 | 121 | 10403.4686 | 0 | 12.8 | 10403.4686 | 8.4 | 12.8 | 13 | 19.5 | 2.8793 | 0 | 0 | 0 | 0 | 0 | 0 | 0 | 0 | 0 | 10403.4686 | 0 | 10403.4686 | 2500 | 4000 | 2300.005 | 0 | 57.951
2025-07-10 01:00 | 122 | 8471.4756 | 1604.596 | 12.0993 | 10076.0716 | 8.4 | 12.8 | 13 | 19.5 | 3.0441 | 1 | 0 | 1604.596 | 0 | 1 | 0 | 0 | 0 | 0 | 10076.0716 | 0 | 10076.0716 | 2500 | 4000 | 1931.993 | 0 | 53.341
2025-07-10 02:00 | 123 | 8471.4756 | 1604.596 | 12.0993 | 10076.0716 | 8.4 | 12.8 | 13 | 19.5 | 3.0993 | 1 | 0 | 0 | 0 | 0 | 0 | 0 | 0 | 0 | 10076.0716 | 0 | 10076.0716 | 2500 | 4000 | 0 | 0 | 51.82
2025-07-10 03:00 | 124 | 8471.4756 | 1604.596 | 12.0993 | 10076.0716 | 8.4 | 12.8 | 13 | 19.5 | 3.105 | 1 | 0 | 0 | 0 | 0 | 0 | 0 | 0 | 0 | 10076.0716 | 0 | 10076.0716 | 2500 | 4000 | 0 | 0 | 50.687
2025-07-10 04:00 | 125 | 6728.7373 | 1604.596 | 11.9528 | 8333.3333 | 8.4 | 12.8 | 13 | 19.5 | 3.0429 | 1 | 0 | 0 | 0 | 0 | 0 | 0 | 0 | 0 | 8333.3333 | 0 | 8333.3333 | 2500 | 4000 | 1742.7383 | 0 | 50.873
2025-07-10 05:00 | 126 | 8471.4756 | 1604.596 | 12.0993 | 10076.0716 | 8.4 | 12.8 | 13 | 19.5 | 2.958 | 1 | 0 | 0 | 0 | 0 | 0 | 0 | 0 | 0 | 10076.0716 | 0 | 10076.0716 | 2500 | 4000 | 0 | 1742.7383 | 50.954
2025-07-10 06:00 | 127 | 6728.7373 | 1604.596 | 11.9528 | 8333.3333 | 8.4 | 12.8 | 13 | 19.5 | 2.8609 | 1 | 0 | 0 | 0 | 0 | 0 | 0 | 0 | 0 | 8333.3333 | 0 | 8333.3333 | 2500 | 4000 | 1742.7383 | 0 | 52.766
2025-07-10 07:00 | 128 | 8471.4756 | 1604.596 | 12.0993 | 10076.0716 | 8.4 | 12.8 | 13 | 19.5 | 2.7406 | 1 | 0 | 0 | 0 | 0 | 0 | 0 | 0 | 0 | 10076.0716 | 0 | 10076.0716 | 2500 | 4000 | 0 | 1742.7383 | 93.961
2025-07-10 08:00 | 129 | 8471.4756 | 1604.596 | 12.0993 | 10076.0716 | 8.4 | 12.8 | 13 | 19.5 | 2.6134 | 1 | 0 | 0 | 0 | 0 | 0 | 0 | 0 | 0 | 10076.0716 | 0 | 10076.0716 | 2500 | 4000 | 0 | 4.1268e-12 | 79.301
2025-07-10 09:00 | 130 | 8471.4756 | 1604.596 | 12.0993 | 10076.0716 | 8.4 | 12.8 | 13 | 19.5 | 2.4499 | 1 | 0 | 0 | 0 | 0 | 0 | 0 | 0 | 0 | 10076.0716 | 0 | 10076.0716 | 2500 | 4000 | 0 | 0 | 63.336
2025-07-10 10:00 | 131 | 8471.4756 | 1604.596 | 12.0993 | 10076.0716 | 8.4 | 12.8 | 13 | 19.5 | 2.2459 | 1 | 0 | 0 | 0 | 0 | 0 | 0 | 0 | 0 | 10076.0716 | 0 | 10076.0716 | 2500 | 4000 | 0 | 0 | 51.086
2025-07-10 11:00 | 132 | 8471.4756 | 1604.596 | 12.0993 | 10076.0716 | 8.4 | 12.8 | 13 | 19.5 | 2.0833 | 1 | 0 | 0 | 0 | 0 | 0 | 0 | 0 | 0 | 10076.0716 | 0 | 10076.0716 | 2500 | 4000 | 0 | 0 | 48.877
2025-07-10 12:00 | 133 | 8471.4756 | 1604.596 | 12.0993 | 10076.0716 | 8.4 | 12.8 | 13 | 19.5 | 1.8929 | 1 | 0 | 0 | 0 | 0 | 0 | 0 | 0 | 0 | 10076.0716 | 0 | 10076.0716 | 2500 | 4000 | 0 | 0 | 47.104
2025-07-10 13:00 | 134 | 8471.4756 | 1604.596 | 12.0993 | 10076.0716 | 8.4 | 12.8 | 13 | 19.5 | 1.6659 | 1 | 0 | 0 | 0 | 0 | 0 | 0 | 0 | 0 | 10076.0716 | 0 | 10076.0716 | 2500 | 4000 | 0 | 0 | 49.77
2025-07-10 14:00 | 135 | 8471.4756 | 1604.596 | 12.0993 | 10076.0716 | 8.4 | 12.8 | 13 | 19.5 | 1.4253 | 1 | 0 | 0 | 0 | 0 | 0 | 0 | 0 | 0 | 10076.0716 | 0 | 10076.0716 | 2500 | 4000 | 0 | 0 | 59.18
2025-07-10 15:00 | 136 | 11323.4706 | 1604.596 | 12.2539 | 12928.0666 | 8.4 | 12.8 | 13 | 19.5 | 1.2351 | 1 | 0 | 0 | 0 | 0 | 0 | 0 | 0 | 0 | 12928.0666 | 0 | 12928.0666 | 2500 | 4000 | 0 | 2851.995 | 72.689
2025-07-10 16:00 | 137 | 15003.4786 | 0 | 12.8 | 15003.4786 | 8.4 | 12.8 | 13 | 19.5 | 0.97514 | 0 | 1604.596 | 0 | 1 | 0 | 0 | 0 | 0 | 0 | 15003.4786 | 0 | 15003.4786 | 2500 | 4000 | 0 | 3680.0079 | 85.55
2025-07-10 17:00 | 138 | 15003.4786 | 0 | 12.8 | 15003.4786 | 8.4 | 12.8 | 13 | 19.5 | 0.88579 | 0 | 0 | 0 | 0 | 0 | 0 | 0 | 0 | 0 | 15003.4786 | 0 | 15003.4786 | 2500 | 4000 | 0 | 0 | 102.501
2025-07-10 18:00 | 139 | 15003.4786 | 0 | 12.8 | 15003.4786 | 8.4 | 12.8 | 13 | 19.5 | 1.0356 | 0 | 0 | 0 | 0 | 0 | 0 | 0 | 0 | 0 | 15003.4786 | 0 | 15003.4786 | 2500 | 4000 | 0 | 0 | 113.281
2025-07-10 19:00 | 140 | 15003.4786 | 0 | 12.8 | 15003.4786 | 8.4 | 12.8 | 13 | 19.5 | 1.3991 | 0 | 0 | 0 | 0 | 0 | 0 | 0 | 0 | 0 | 15003.4786 | 0 | 15003.4786 | 2500 | 4000 | 0 | 0 | 121.649
2025-07-10 20:00 | 141 | 15003.4786 | 0 | 12.8 | 15003.4786 | 8.4 | 12.8 | 13 | 19.5 | 1.8639 | 0 | 0 | 0 | 0 | 0 | 0 | 0 | 0 | 0 | 15003.4786 | 0 | 15003.4786 | 2500 | 4000 | 0 | 0 | 122.425
2025-07-10 21:00 | 142 | 15003.4786 | 0 | 12.8 | 15003.4786 | 8.4 | 12.8 | 13 | 19.5 | 2.3007 | 0 | 0 | 0 | 0 | 0 | 0 | 0 | 0 | 0 | 15003.4786 | 0 | 15003.4786 | 2500 | 4000 | 0 | 0 | 122.393
2025-07-10 22:00 | 143 | 15003.4786 | 0 | 12.8 | 15003.4786 | 8.4 | 12.8 | 13 | 19.5 | 2.5542 | 0 | 0 | 0 | 0 | 0 | 0 | 0 | 0 | 0 | 15003.4786 | 0 | 15003.4786 | 2500 | 4000 | 0 | 0 | 118.246
2025-07-10 23:00 | 144 | 12703.4736 | 0 | 12.8 | 12703.4736 | 8.4 | 12.8 | 13 | 19.5 | 2.7827 | 0 | 0 | 0 | 0 | 0 | 0 | 0 | 0 | 0 | 12703.4736 | 0 | 12703.4736 | 2500 | 4000 | 2300.005 | 0 | 65.785
2025-07-11 00:00 | 145 | 10403.4686 | 0 | 12.8 | 10403.4686 | 8.4 | 12.8 | 13 | 19.5 | 2.8793 | 0 | 0 | 0 | 0 | 0 | 0 | 0 | 0 | 0 | 10403.4686 | 0 | 10403.4686 | 2500 | 4000 | 2300.005 | 0 | 57.951
2025-07-11 01:00 | 146 | 8471.4756 | 1604.596 | 12.0993 | 10076.0716 | 8.4 | 12.8 | 13 | 19.5 | 3.0441 | 1 | 0 | 1604.596 | 0 | 1 | 0 | 0 | 0 | 0 | 10076.0716 | 0 | 10076.0716 | 2500 | 4000 | 1931.993 | 0 | 53.341
2025-07-11 02:00 | 147 | 8471.4756 | 1604.596 | 12.0993 | 10076.0716 | 8.4 | 12.8 | 13 | 19.5 | 3.0993 | 1 | 0 | 0 | 0 | 0 | 0 | 0 | 0 | 0 | 10076.0716 | 0 | 10076.0716 | 2500 | 4000 | 0 | 0 | 51.82
2025-07-11 03:00 | 148 | 8471.4756 | 1604.596 | 12.0993 | 10076.0716 | 8.4 | 12.8 | 13 | 19.5 | 3.105 | 1 | 0 | 0 | 0 | 0 | 0 | 0 | 0 | 0 | 10076.0716 | 0 | 10076.0716 | 2500 | 4000 | 0 | 0 | 50.687
2025-07-11 04:00 | 149 | 6728.7373 | 1604.596 | 11.9528 | 8333.3333 | 8.4 | 12.8 | 13 | 19.5 | 3.0429 | 1 | 0 | 0 | 0 | 0 | 0 | 0 | 0 | 0 | 8333.3333 | 0 | 8333.3333 | 2500 | 4000 | 1742.7383 | 0 | 50.873
2025-07-11 05:00 | 150 | 8471.4756 | 1604.596 | 12.0993 | 10076.0716 | 8.4 | 12.8 | 13 | 19.5 | 2.958 | 1 | 0 | 0 | 0 | 0 | 0 | 0 | 0 | 0 | 10076.0716 | 0 | 10076.0716 | 2500 | 4000 | 0 | 1742.7383 | 50.954
2025-07-11 06:00 | 151 | 6728.7373 | 1604.596 | 11.9528 | 8333.3333 | 8.4 | 12.8 | 13 | 19.5 | 2.8609 | 1 | 0 | 0 | 0 | 0 | 0 | 0 | 0 | 0 | 8333.3333 | 0 | 8333.3333 | 2500 | 4000 | 1742.7383 | 0 | 52.766
2025-07-11 07:00 | 152 | 8471.4756 | 1604.596 | 12.0993 | 10076.0716 | 8.4 | 12.8 | 13 | 19.5 | 2.7406 | 1 | 0 | 0 | 0 | 0 | 0 | 0 | 0 | 0 | 10076.0716 | 0 | 10076.0716 | 2500 | 4000 | 0 | 1742.7383 | 93.961
2025-07-11 08:00 | 153 | 8471.4756 | 1604.596 | 12.0993 | 10076.0716 | 8.4 | 12.8 | 13 | 19.5 | 2.6134 | 1 | 0 | 0 | 0 | 0 | 0 | 0 | 0 | 0 | 10076.0716 | 0 | 10076.0716 | 2500 | 4000 | 0 | 4.1268e-12 | 79.301
2025-07-11 09:00 | 154 | 8471.4756 | 1604.596 | 12.0993 | 10076.0716 | 8.4 | 12.8 | 13 | 19.5 | 2.4499 | 1 | 0 | 0 | 0 | 0 | 0 | 0 | 0 | 0 | 10076.0716 | 0 | 10076.0716 | 2500 | 4000 | 0 | 0 | 63.336
2025-07-11 10:00 | 155 | 8471.4756 | 1604.596 | 12.0993 | 10076.0716 | 8.4 | 12.8 | 13 | 19.5 | 2.2459 | 1 | 0 | 0 | 0 | 0 | 0 | 0 | 0 | 0 | 10076.0716 | 0 | 10076.0716 | 2500 | 4000 | 0 | 0 | 51.086
2025-07-11 11:00 | 156 | 8471.4756 | 1604.596 | 12.0993 | 10076.0716 | 8.4 | 12.8 | 13 | 19.5 | 2.0833 | 1 | 0 | 0 | 0 | 0 | 0 | 0 | 0 | 0 | 10076.0716 | 0 | 10076.0716 | 2500 | 4000 | 0 | 5.5024e-12 | 48.877
2025-07-11 12:00 | 157 | 8471.4756 | 1604.596 | 12.0993 | 10076.0716 | 8.4 | 12.8 | 13 | 19.5 | 1.8929 | 1 | 0 | 0 | 0 | 0 | 0 | 0 | 0 | 0 | 10076.0716 | 0 | 10076.0716 | 2500 | 4000 | 0 | 0 | 47.104
2025-07-11 13:00 | 158 | 8471.4756 | 1604.596 | 12.0993 | 10076.0716 | 8.4 | 12.8 | 13 | 19.5 | 1.6659 | 1 | 0 | 0 | 0 | 0 | 0 | 0 | 0 | 0 | 10076.0716 | 0 | 10076.0716 | 2500 | 4000 | 0 | 0 | 49.77
2025-07-11 14:00 | 159 | 8471.4756 | 1604.596 | 12.0993 | 10076.0716 | 8.4 | 12.8 | 13 | 19.5 | 1.4253 | 1 | 0 | 0 | 0 | 0 | 0 | 0 | 0 | 0 | 10076.0716 | 0 | 10076.0716 | 2500 | 4000 | 0 | 0 | 59.18
2025-07-11 15:00 | 160 | 11323.4706 | 1604.596 | 12.2539 | 12928.0666 | 8.4 | 12.8 | 13 | 19.5 | 1.2351 | 1 | 0 | 0 | 0 | 0 | 0 | 0 | 0 | 0 | 12928.0666 | 0 | 12928.0666 | 2500 | 4000 | 0 | 2851.995 | 72.689
2025-07-11 16:00 | 161 | 15003.4786 | 0 | 12.8 | 15003.4786 | 8.4 | 12.8 | 13 | 19.5 | 0.97514 | 0 | 1604.596 | 0 | 1 | 0 | 0 | 0 | 0 | 0 | 15003.4786 | 0 | 15003.4786 | 2500 | 4000 | 0 | 3680.0079 | 85.55
2025-07-11 17:00 | 162 | 15003.4786 | 0 | 12.8 | 15003.4786 | 8.4 | 12.8 | 13 | 19.5 | 0.88579 | 0 | 0 | 0 | 0 | 0 | 0 | 0 | 0 | 0 | 15003.4786 | 0 | 15003.4786 | 2500 | 4000 | 0 | 0 | 102.501
2025-07-11 18:00 | 163 | 15003.4786 | 0 | 12.8 | 15003.4786 | 8.4 | 12.8 | 13 | 19.5 | 1.0356 | 0 | 0 | 0 | 0 | 0 | 0 | 0 | 0 | 0 | 15003.4786 | 0 | 15003.4786 | 2500 | 4000 | 0 | 0 | 113.281
2025-07-11 19:00 | 164 | 15003.4786 | 0 | 12.8 | 15003.4786 | 8.4 | 12.8 | 13 | 19.5 | 1.3991 | 0 | 0 | 0 | 0 | 0 | 0 | 0 | 0 | 0 | 15003.4786 | 0 | 15003.4786 | 2500 | 4000 | 0 | 0 | 121.649
2025-07-11 20:00 | 165 | 15003.4786 | 0 | 12.8 | 15003.4786 | 8.4 | 12.8 | 13 | 19.5 | 1.8639 | 0 | 0 | 0 | 0 | 0 | 0 | 0 | 0 | 0 | 15003.4786 | 0 | 15003.4786 | 2500 | 4000 | 0 | 0 | 122.425
2025-07-11 21:00 | 166 | 15003.4786 | 0 | 12.8 | 15003.4786 | 8.4 | 12.8 | 13 | 19.5 | 2.3007 | 0 | 0 | 0 | 0 | 0 | 0 | 0 | 0 | 0 | 15003.4786 | 0 | 15003.4786 | 2500 | 4000 | 0 | 0 | 122.393
2025-07-11 22:00 | 167 | 15003.4786 | 0 | 12.8 | 15003.4786 | 8.4 | 12.8 | 13 | 19.5 | 2.5542 | 0 | 0 | 0 | 0 | 0 | 0 | 0 | 0 | 0 | 15003.4786 | 0 | 15003.4786 | 2500 | 4000 | 0 | 0 | 118.246
2025-07-11 23:00 | 168 | 12703.4736 | 0 | 12.8 | 12703.4736 | 8.4 | 12.8 | 13 | 19.5 | 2.7827 | 0 | 0 | 0 | 0 | 0 | 0 | 0 | 0 | 0 | 12703.4736 | 0 | 12703.4736 | 2500 | 4000 | 2300.005 | 0 | 65.785

## Results ¦ RM61
Daily Values (RM61)
Timestamp | Day | Total Flow | Maximum Daily Flow Change | Maximum Average Temperature @ RM61 | Difference between GCD and RM61 | Water/Power Conversion
- | - | AF | CFS | °C | °C | CFS/MW
- | - | - | - | - | - | -
timestamp | day | Q_tot_daily | Q_max_daily_change | T_gauge_daily | dT_daily | water_power_conversion
2025-07-05 00:00 | 1 | 22741.5872 | 586.7766 | 15.5 | 2.2141 | 0.39886
2025-07-06 00:00 | 2 | 22483.5413 | 586.7766 | 15.5 | 2.2141 | 0.39886
2025-07-07 00:00 | 3 | 23027.9964 | 586.7766 | 15.5 | 2.2141 | 0.39886
2025-07-08 00:00 | 4 | 23027.9964 | 586.7766 | 15.5 | 2.2141 | 0.39886
2025-07-09 00:00 | 5 | 23027.9964 | 586.7766 | 15.5 | 2.2141 | 0.39886
2025-07-10 00:00 | 6 | 23027.9964 | 586.7766 | 15.5 | 2.2141 | 0.39886
2025-07-11 00:00 | 7 | 23027.9964 | 586.7766 | 15.5 | 2.2141 | 0.39886
Hourly Values (RM61)
Timestamp | Hour | Turbine Release | Bypass Release | Plant Temperature | Total Release | Bypass Temperature | Turbine Temperature | Min Temperature @ RM61 | Max Temperature @ RM61 | ∆T between GCD and RM61 | Bypass Commitment Status | Bypass Ramp Down | Bypass Ramp Up | Bypass Ramp Down Change | Bypass Ramp Up Change | Gauge Flow | Gauge Ramp Down | Gauge Ramp Up | In Flows | Out Flows | Sink | Source | Total Ramp Down | Total Ramp Up | Turbine Ramp Down | Turbine Ramp Up | Location Marginal Price
- | - | CFS | CFS | °C | CFS | °C | °C | °C | °C | °C | - | CFS | CFS | - | - | CFS | CFS | CFS | CFS | CFS | CFS | CFS | CFS | CFS | CFS | CFS | USD/MWh??
- | - | 0 | 0 | - | - | - | - | - | - | - | - | - | - | - | - | - | - | - | - | - | - | - | - | - | - | - | -
timestamp | hour | q_tur | q_bp | T_plant | q_tot | T_bp_values | T_tur_values | T_gauge_hourly_min_values | T_gauge_hourly_max_values | dT_hourly_values | q_bp_committed | q_bp_ramp_down | q_bp_ramp_up | q_bp_rr_down_change | q_bp_rr_up_change | q_gg | q_gg_ramp_down | q_gg_ramp_up | q_in_flow | q_out_flow | q_sink | q_source | q_tot_ramp_down | q_tot_ramp_up | q_tur_ramp_down | q_tur_ramp_up | lmp
2025-07-05 00:00 | 1 | 0 | 0 | 15.6793 | 0 | 8.4 | 12.8 | 13 | 19.5 | 2.8793 | 0 | 0 | 0 | 0 | 0 | 10403.4686 | 0 | 0 | 10403.4686 | 0 | 10403.4686 | 0 | 0 | 0 | 0 | 0 | 57.951
2025-07-05 01:00 | 2 | 0 | 0 | 15.1755 | 0 | 8.4 | 12.8 | 13 | 19.5 | 3.0441 | 0 | 0 | 0 | 0 | 0 | 9989.6335 | 0 | 0 | 9989.6335 | 0 | 9989.6335 | 0 | 0 | 0 | 0 | 0 | 49.581
2025-07-05 02:00 | 3 | 0 | 0 | 15.2306 | 0 | 8.4 | 12.8 | 13 | 19.5 | 3.0993 | 0 | 0 | 0 | 0 | 0 | 9989.6335 | 0 | 0 | 9989.6335 | 0 | 9989.6335 | 0 | 0 | 0 | 0 | 0 | 49.042
2025-07-05 03:00 | 4 | 0 | 0 | 15.2363 | 0 | 8.4 | 12.8 | 13 | 19.5 | 3.105 | 0 | 0 | 0 | 0 | 0 | 9989.6335 | 0 | 0 | 9989.6335 | 0 | 9989.6335 | 0 | 0 | 0 | 0 | 0 | 49.153
2025-07-05 04:00 | 5 | 0 | 0 | 15.1742 | 0 | 8.4 | 12.8 | 13 | 19.5 | 3.0429 | 0 | 0 | 0 | 0 | 0 | 9989.6335 | 0 | 0 | 9989.6335 | 0 | 9989.6335 | 0 | 0 | 0 | 0 | 0 | 49.261
2025-07-05 05:00 | 6 | 0 | 0 | 15.0893 | 0 | 8.4 | 12.8 | 13 | 19.5 | 2.958 | 0 | 0 | 0 | 0 | 0 | 9989.6335 | 0 | 0 | 9989.6335 | 0 | 9989.6335 | 0 | 0 | 0 | 0 | 0 | 49.162
2025-07-05 06:00 | 7 | 0 | 0 | 14.9922 | 0 | 8.4 | 12.8 | 13 | 19.5 | 2.8609 | 0 | 0 | 0 | 0 | 0 | 9989.6335 | 0 | 0 | 9989.6335 | 0 | 9989.6335 | 0 | 0 | 0 | 0 | 0 | 49.519
2025-07-05 07:00 | 8 | 0 | 0 | 14.8719 | 0 | 8.4 | 12.8 | 13 | 19.5 | 2.7406 | 0 | 0 | 0 | 0 | 0 | 9989.6335 | 0 | 0 | 9989.6335 | 0 | 9989.6335 | 0 | 0 | 0 | 0 | 0 | 78.53
2025-07-05 08:00 | 9 | 0 | 0 | 14.7447 | 0 | 8.4 | 12.8 | 13 | 19.5 | 2.6134 | 0 | 0 | 0 | 0 | 0 | 9989.6335 | 0 | 0 | 9989.6335 | 0 | 9989.6335 | 0 | 0 | 0 | 0 | 0 | 71.354
2025-07-05 09:00 | 10 | 0 | 0 | 14.5812 | 0 | 8.4 | 12.8 | 13 | 19.5 | 2.4499 | 0 | 0 | 0 | 0 | 0 | 9989.6335 | 0 | 0 | 9989.6335 | 0 | 9989.6335 | 0 | 0 | 0 | 0 | 0 | 56.477
2025-07-05 10:00 | 11 | 0 | 0 | 14.3772 | 0 | 8.4 | 12.8 | 13 | 19.5 | 2.2459 | 0 | 0 | 0 | 0 | 0 | 9989.6335 | 0 | 0 | 9989.6335 | 0 | 9989.6335 | 0 | 0 | 0 | 0 | 0 | 47.486
2025-07-05 11:00 | 12 | 0 | 0 | 14.2146 | 0 | 8.4 | 12.8 | 13 | 19.5 | 2.0833 | 0 | 0 | 0 | 0 | 0 | 9989.6335 | 0 | 0 | 9989.6335 | 0 | 9989.6335 | 0 | 0 | 0 | 0 | 0 | 46.225
2025-07-05 12:00 | 13 | 0 | 0 | 14.0242 | 0 | 8.4 | 12.8 | 13 | 19.5 | 1.8929 | 0 | 0 | 0 | 0 | 0 | 9989.6335 | 0 | 0 | 9989.6335 | 0 | 9989.6335 | 0 | 0 | 0 | 0 | 0 | 46.171
2025-07-05 13:00 | 14 | 0 | 0 | 13.7972 | 0 | 8.4 | 12.8 | 13 | 19.5 | 1.6659 | 0 | 0 | 0 | 0 | 0 | 9989.6335 | 0 | 0 | 9989.6335 | 0 | 9989.6335 | 0 | 0 | 0 | 0 | 0 | 46.154
2025-07-05 14:00 | 15 | 0 | 0 | 13.5566 | 0 | 8.4 | 12.8 | 13 | 19.5 | 1.4253 | 0 | 0 | 0 | 0 | 0 | 9989.6335 | 0 | 0 | 9989.6335 | 0 | 9989.6335 | 0 | 0 | 0 | 0 | 0 | 46.169
2025-07-05 15:00 | 16 | 0 | 0 | 13.3665 | 0 | 8.4 | 12.8 | 13 | 19.5 | 1.2351 | 0 | 0 | 0 | 0 | 0 | 9989.6335 | 0 | 0 | 9989.6335 | 0 | 9989.6335 | 0 | 0 | 0 | 0 | 0 | 46.209
2025-07-05 16:00 | 17 | 0 | 0 | 13.7751 | 0 | 8.4 | 12.8 | 13 | 19.5 | 0.97514 | 0 | 0 | 0 | 0 | 0 | 12151.4836 | 0 | 0 | 12151.4836 | 0 | 12151.4836 | 0 | 0 | 0 | 0 | 0 | 49.129
2025-07-05 17:00 | 18 | 0 | 0 | 13.6858 | 0 | 8.4 | 12.8 | 13 | 19.5 | 0.88579 | 0 | 0 | 0 | 0 | 0 | 13589.817 | 0 | 0 | 13589.817 | 0 | 13589.817 | 0 | 0 | 0 | 0 | 0 | 63.251
2025-07-05 18:00 | 19 | 0 | 0 | 13.8356 | 0 | 8.4 | 12.8 | 13 | 19.5 | 1.0356 | 0 | 0 | 0 | 0 | 0 | 15003.4786 | 0 | 0 | 15003.4786 | 0 | 15003.4786 | 0 | 0 | 0 | 0 | 0 | 84.153
2025-07-05 19:00 | 20 | 0 | 0 | 14.1991 | 0 | 8.4 | 12.8 | 13 | 19.5 | 1.3991 | 0 | 0 | 0 | 0 | 0 | 15003.4786 | 0 | 0 | 15003.4786 | 0 | 15003.4786 | 0 | 0 | 0 | 0 | 0 | 106.764
2025-07-05 20:00 | 21 | 0 | 0 | 14.6639 | 0 | 8.4 | 12.8 | 13 | 19.5 | 1.8639 | 0 | 0 | 0 | 0 | 0 | 15003.4786 | 0 | 0 | 15003.4786 | 0 | 15003.4786 | 0 | 0 | 0 | 0 | 0 | 114.778
2025-07-05 21:00 | 22 | 0 | 0 | 15.1007 | 0 | 8.4 | 12.8 | 13 | 19.5 | 2.3007 | 0 | 0 | 0 | 0 | 0 | 15003.4786 | 0 | 0 | 15003.4786 | 0 | 15003.4786 | 0 | 0 | 0 | 0 | 0 | 119.196
2025-07-05 22:00 | 23 | 0 | 0 | 15.3542 | 0 | 8.4 | 12.8 | 13 | 19.5 | 2.5542 | 0 | 0 | 0 | 0 | 0 | 15003.4786 | 0 | 0 | 15003.4786 | 0 | 15003.4786 | 0 | 0 | 0 | 0 | 0 | 112.533
2025-07-05 23:00 | 24 | 0 | 0 | 15.1194 | 0 | 8.4 | 12.8 | 13 | 19.5 | 2.7827 | 0 | 0 | 0 | 0 | 0 | 14166.6667 | 0 | 0 | 14166.6667 | 0 | 14166.6667 | 0 | 0 | 0 | 0 | 0 | 60.777
2025-07-06 00:00 | 25 | 0 | 0 | 15.1167 | 0 | 8.4 | 12.8 | 13 | 19.5 | 2.8793 | 0 | 0 | 0 | 0 | 0 | 11666.6667 | 0 | 0 | 11666.6667 | 0 | 11666.6667 | 0 | 0 | 0 | 0 | 0 | 56.434
2025-07-06 01:00 | 26 | 0 | 0 | 15.1854 | 0 | 8.4 | 12.8 | 13 | 19.5 | 3.0441 | 0 | 0 | 0 | 0 | 0 | 9963.1843 | 0 | 0 | 9963.1843 | 0 | 9963.1843 | 0 | 0 | 0 | 0 | 0 | 48.894
2025-07-06 02:00 | 27 | 0 | 0 | 15.2405 | 0 | 8.4 | 12.8 | 13 | 19.5 | 3.0993 | 0 | 0 | 0 | 0 | 0 | 9963.1843 | 0 | 0 | 9963.1843 | 0 | 9963.1843 | 0 | 0 | 0 | 0 | 0 | 48.759
2025-07-06 03:00 | 28 | 0 | 0 | 15.2462 | 0 | 8.4 | 12.8 | 13 | 19.5 | 3.105 | 0 | 0 | 0 | 0 | 0 | 9963.1843 | 0 | 0 | 9963.1843 | 0 | 9963.1843 | 0 | 0 | 0 | 0 | 0 | 48.32
2025-07-06 04:00 | 29 | 0 | 0 | 15.1841 | 0 | 8.4 | 12.8 | 13 | 19.5 | 3.0429 | 0 | 0 | 0 | 0 | 0 | 9963.1843 | 0 | 0 | 9963.1843 | 0 | 9963.1843 | 0 | 0 | 0 | 0 | 0 | 48.072
2025-07-06 05:00 | 30 | 0 | 0 | 15.0992 | 0 | 8.4 | 12.8 | 13 | 19.5 | 2.958 | 0 | 0 | 0 | 0 | 0 | 9963.1843 | 0 | 0 | 9963.1843 | 0 | 9963.1843 | 0 | 0 | 0 | 0 | 0 | 48.481
2025-07-06 06:00 | 31 | 0 | 0 | 15.0021 | 0 | 8.4 | 12.8 | 13 | 19.5 | 2.8609 | 0 | 0 | 0 | 0 | 0 | 9963.1843 | 0 | 0 | 9963.1843 | 0 | 9963.1843 | 0 | 0 | 0 | 0 | 0 | 48.836
2025-07-06 07:00 | 32 | 0 | 0 | 14.8818 | 0 | 8.4 | 12.8 | 13 | 19.5 | 2.7406 | 0 | 0 | 0 | 0 | 0 | 9963.1843 | 0 | 0 | 9963.1843 | 0 | 9963.1843 | 0 | 0 | 0 | 0 | 0 | 53.772
2025-07-06 08:00 | 33 | 0 | 0 | 14.7547 | 0 | 8.4 | 12.8 | 13 | 19.5 | 2.6134 | 0 | 0 | 0 | 0 | 0 | 9963.1843 | 0 | 0 | 9963.1843 | 0 | 9963.1843 | 0 | 0 | 0 | 0 | 0 | 47.149
2025-07-06 09:00 | 34 | 0 | 0 | 14.5911 | 0 | 8.4 | 12.8 | 13 | 19.5 | 2.4499 | 0 | 0 | 0 | 0 | 0 | 9963.1843 | 0 | 0 | 9963.1843 | 0 | 9963.1843 | 0 | 0 | 0 | 0 | 0 | 46.156
2025-07-06 10:00 | 35 | 0 | 0 | 14.3871 | 0 | 8.4 | 12.8 | 13 | 19.5 | 2.2459 | 0 | 0 | 0 | 0 | 0 | 9963.1843 | 0 | 0 | 9963.1843 | 0 | 9963.1843 | 0 | 0 | 0 | 0 | 0 | 46.026
2025-07-06 11:00 | 36 | 0 | 0 | 14.2245 | 0 | 8.4 | 12.8 | 13 | 19.5 | 2.0833 | 0 | 0 | 0 | 0 | 0 | 9963.1843 | 0 | 0 | 9963.1843 | 0 | 9963.1843 | 0 | 0 | 0 | 0 | 0 | 45.989
2025-07-06 12:00 | 37 | 0 | 0 | 14.0341 | 0 | 8.4 | 12.8 | 13 | 19.5 | 1.8929 | 0 | 0 | 0 | 0 | 0 | 9963.1843 | 0 | 0 | 9963.1843 | 0 | 9963.1843 | 0 | 0 | 0 | 0 | 0 | 45.937
2025-07-06 13:00 | 38 | 0 | 0 | 13.8071 | 0 | 8.4 | 12.8 | 13 | 19.5 | 1.6659 | 0 | 0 | 0 | 0 | 0 | 9963.1843 | 0 | 0 | 9963.1843 | 0 | 9963.1843 | 0 | 0 | 0 | 0 | 0 | 45.923
2025-07-06 14:00 | 39 | 0 | 0 | 13.5665 | 0 | 8.4 | 12.8 | 13 | 19.5 | 1.4253 | 0 | 0 | 0 | 0 | 0 | 9963.1843 | 0 | 0 | 9963.1843 | 0 | 9963.1843 | 0 | 0 | 0 | 0 | 0 | 45.949
2025-07-06 15:00 | 40 | 0 | 0 | 13.3764 | 0 | 8.4 | 12.8 | 13 | 19.5 | 1.2351 | 0 | 0 | 0 | 0 | 0 | 9963.1843 | 0 | 0 | 9963.1843 | 0 | 9963.1843 | 0 | 0 | 0 | 0 | 0 | 46.038
2025-07-06 16:00 | 41 | 0 | 0 | 13.7751 | 0 | 8.4 | 12.8 | 13 | 19.5 | 0.97514 | 0 | 0 | 0 | 0 | 0 | 12151.4836 | 0 | 0 | 12151.4836 | 0 | 12151.4836 | 0 | 0 | 0 | 0 | 0 | 46.131
2025-07-06 17:00 | 42 | 0 | 0 | 13.6858 | 0 | 8.4 | 12.8 | 13 | 19.5 | 0.88579 | 0 | 0 | 0 | 0 | 0 | 14367.8444 | 0 | 0 | 14367.8444 | 0 | 14367.8444 | 0 | 0 | 0 | 0 | 0 | 47.346
2025-07-06 18:00 | 43 | 0 | 0 | 13.8356 | 0 | 8.4 | 12.8 | 13 | 19.5 | 1.0356 | 0 | 0 | 0 | 0 | 0 | 14367.8444 | 0 | 0 | 14367.8444 | 0 | 14367.8444 | 0 | 0 | 0 | 0 | 0 | 54.688
2025-07-06 19:00 | 44 | 0 | 0 | 14.1991 | 0 | 8.4 | 12.8 | 13 | 19.5 | 1.3991 | 0 | 0 | 0 | 0 | 0 | 15003.4786 | 0 | 0 | 15003.4786 | 0 | 15003.4786 | 0 | 0 | 0 | 0 | 0 | 70.739
2025-07-06 20:00 | 45 | 0 | 0 | 14.6639 | 0 | 8.4 | 12.8 | 13 | 19.5 | 1.8639 | 0 | 0 | 0 | 0 | 0 | 15003.4786 | 0 | 0 | 15003.4786 | 0 | 15003.4786 | 0 | 0 | 0 | 0 | 0 | 84.899
2025-07-06 21:00 | 46 | 0 | 0 | 15.1007 | 0 | 8.4 | 12.8 | 13 | 19.5 | 2.3007 | 0 | 0 | 0 | 0 | 0 | 15003.4786 | 0 | 0 | 15003.4786 | 0 | 15003.4786 | 0 | 0 | 0 | 0 | 0 | 83.716
2025-07-06 22:00 | 47 | 0 | 0 | 15.3542 | 0 | 8.4 | 12.8 | 13 | 19.5 | 2.5542 | 0 | 0 | 0 | 0 | 0 | 12703.4736 | 0 | 0 | 12703.4736 | 0 | 12703.4736 | 0 | 0 | 0 | 0 | 0 | 74.588
2025-07-06 23:00 | 48 | 0 | 0 | 14.8936 | 0 | 8.4 | 12.8 | 13 | 19.5 | 2.7827 | 0 | 0 | 0 | 0 | 0 | 12335.4616 | 0 | 0 | 12335.4616 | 0 | 12335.4616 | 0 | 0 | 0 | 0 | 0 | 56.501
2025-07-07 00:00 | 49 | 0 | 0 | 14.8622 | 0 | 8.4 | 12.8 | 13 | 19.5 | 2.8793 | 0 | 0 | 0 | 0 | 0 | 10403.4686 | 0 | 0 | 10403.4686 | 0 | 10403.4686 | 0 | 0 | 0 | 0 | 0 | 52.028
2025-07-07 01:00 | 50 | 0 | 0 | 15.1435 | 0 | 8.4 | 12.8 | 13 | 19.5 | 3.0441 | 0 | 0 | 0 | 0 | 0 | 10076.0716 | 0 | 0 | 10076.0716 | 0 | 10076.0716 | 0 | 0 | 0 | 0 | 0 | 53.341
2025-07-07 02:00 | 51 | 0 | 0 | 15.1986 | 0 | 8.4 | 12.8 | 13 | 19.5 | 3.0993 | 0 | 0 | 0 | 0 | 0 | 10076.0716 | 0 | 0 | 10076.0716 | 0 | 10076.0716 | 0 | 0 | 0 | 0 | 0 | 51.82
2025-07-07 03:00 | 52 | 0 | 0 | 15.2043 | 0 | 8.4 | 12.8 | 13 | 19.5 | 3.105 | 0 | 0 | 0 | 0 | 0 | 10076.0716 | 0 | 0 | 10076.0716 | 0 | 10076.0716 | 0 | 0 | 0 | 0 | 0 | 50.687
2025-07-07 04:00 | 53 | 0 | 0 | 14.9956 | 0 | 8.4 | 12.8 | 13 | 19.5 | 3.0429 | 0 | 0 | 0 | 0 | 0 | 8333.3333 | 0 | 0 | 8333.3333 | 0 | 8333.3333 | 0 | 0 | 0 | 0 | 0 | 50.873
2025-07-07 05:00 | 54 | 0 | 0 | 15.0573 | 0 | 8.4 | 12.8 | 13 | 19.5 | 2.958 | 0 | 0 | 0 | 0 | 0 | 10076.0716 | 0 | 0 | 10076.0716 | 0 | 10076.0716 | 0 | 0 | 0 | 0 | 0 | 50.954
2025-07-07 06:00 | 55 | 0 | 0 | 14.8136 | 0 | 8.4 | 12.8 | 13 | 19.5 | 2.8609 | 0 | 0 | 0 | 0 | 0 | 8333.3333 | 0 | 0 | 8333.3333 | 0 | 8333.3333 | 0 | 0 | 0 | 0 | 0 | 52.766
2025-07-07 07:00 | 56 | 0 | 0 | 14.8399 | 0 | 8.4 | 12.8 | 13 | 19.5 | 2.7406 | 0 | 0 | 0 | 0 | 0 | 10076.0716 | 0 | 0 | 10076.0716 | 0 | 10076.0716 | 0 | 0 | 0 | 0 | 0 | 93.961
2025-07-07 08:00 | 57 | 0 | 0 | 14.7127 | 0 | 8.4 | 12.8 | 13 | 19.5 | 2.6134 | 0 | 0 | 0 | 0 | 0 | 10076.0716 | 0 | 0 | 10076.0716 | 0 | 10076.0716 | 0 | 0 | 0 | 0 | 0 | 79.301
2025-07-07 09:00 | 58 | 0 | 0 | 14.5492 | 0 | 8.4 | 12.8 | 13 | 19.5 | 2.4499 | 0 | 0 | 0 | 0 | 0 | 10076.0716 | 0 | 0 | 10076.0716 | 0 | 10076.0716 | 0 | 0 | 0 | 0 | 0 | 63.336
2025-07-07 10:00 | 59 | 0 | 0 | 14.3452 | 0 | 8.4 | 12.8 | 13 | 19.5 | 2.2459 | 0 | 0 | 0 | 0 | 0 | 10076.0716 | 0 | 0 | 10076.0716 | 0 | 10076.0716 | 0 | 0 | 0 | 0 | 0 | 51.086
2025-07-07 11:00 | 60 | 0 | 0 | 14.1826 | 0 | 8.4 | 12.8 | 13 | 19.5 | 2.0833 | 0 | 0 | 0 | 0 | 0 | 10076.0716 | 0 | 0 | 10076.0716 | 0 | 10076.0716 | 0 | 0 | 0 | 0 | 0 | 48.877
2025-07-07 12:00 | 61 | 0 | 0 | 13.9922 | 0 | 8.4 | 12.8 | 13 | 19.5 | 1.8929 | 0 | 0 | 0 | 0 | 0 | 10076.0716 | 0 | 0 | 10076.0716 | 0 | 10076.0716 | 0 | 0 | 0 | 0 | 0 | 47.104
2025-07-07 13:00 | 62 | 0 | 0 | 13.7652 | 0 | 8.4 | 12.8 | 13 | 19.5 | 1.6659 | 0 | 0 | 0 | 0 | 0 | 10076.0716 | 0 | 0 | 10076.0716 | 0 | 10076.0716 | 0 | 0 | 0 | 0 | 0 | 49.77
2025-07-07 14:00 | 63 | 0 | 0 | 13.5246 | 0 | 8.4 | 12.8 | 13 | 19.5 | 1.4253 | 0 | 0 | 0 | 0 | 0 | 10076.0716 | 0 | 0 | 10076.0716 | 0 | 10076.0716 | 0 | 0 | 0 | 0 | 0 | 59.18
2025-07-07 15:00 | 64 | 0 | 0 | 13.489 | 0 | 8.4 | 12.8 | 13 | 19.5 | 1.2351 | 0 | 0 | 0 | 0 | 0 | 12928.0666 | 0 | 0 | 12928.0666 | 0 | 12928.0666 | 0 | 0 | 0 | 0 | 0 | 72.689
2025-07-07 16:00 | 65 | 0 | 0 | 13.7751 | 0 | 8.4 | 12.8 | 13 | 19.5 | 0.97514 | 0 | 0 | 0 | 0 | 0 | 15003.4786 | 0 | 0 | 15003.4786 | 0 | 15003.4786 | 0 | 0 | 0 | 0 | 0 | 85.55
2025-07-07 17:00 | 66 | 0 | 0 | 13.6858 | 0 | 8.4 | 12.8 | 13 | 19.5 | 0.88579 | 0 | 0 | 0 | 0 | 0 | 15003.4786 | 0 | 0 | 15003.4786 | 0 | 15003.4786 | 0 | 0 | 0 | 0 | 0 | 102.501
2025-07-07 18:00 | 67 | 0 | 0 | 13.8356 | 0 | 8.4 | 12.8 | 13 | 19.5 | 1.0356 | 0 | 0 | 0 | 0 | 0 | 15003.4786 | 0 | 0 | 15003.4786 | 0 | 15003.4786 | 0 | 0 | 0 | 0 | 0 | 113.281
2025-07-07 19:00 | 68 | 0 | 0 | 14.1991 | 0 | 8.4 | 12.8 | 13 | 19.5 | 1.3991 | 0 | 0 | 0 | 0 | 0 | 15003.4786 | 0 | 0 | 15003.4786 | 0 | 15003.4786 | 0 | 0 | 0 | 0 | 0 | 121.649
2025-07-07 20:00 | 69 | 0 | 0 | 14.6639 | 0 | 8.4 | 12.8 | 13 | 19.5 | 1.8639 | 0 | 0 | 0 | 0 | 0 | 15003.4786 | 0 | 0 | 15003.4786 | 0 | 15003.4786 | 0 | 0 | 0 | 0 | 0 | 122.425
2025-07-07 21:00 | 70 | 0 | 0 | 15.1007 | 0 | 8.4 | 12.8 | 13 | 19.5 | 2.3007 | 0 | 0 | 0 | 0 | 0 | 15003.4786 | 0 | 0 | 15003.4786 | 0 | 15003.4786 | 0 | 0 | 0 | 0 | 0 | 122.393
2025-07-07 22:00 | 71 | 0 | 0 | 15.3542 | 0 | 8.4 | 12.8 | 13 | 19.5 | 2.5542 | 0 | 0 | 0 | 0 | 0 | 15003.4786 | 0 | 0 | 15003.4786 | 0 | 15003.4786 | 0 | 0 | 0 | 0 | 0 | 118.246
2025-07-07 23:00 | 72 | 0 | 0 | 15.5827 | 0 | 8.4 | 12.8 | 13 | 19.5 | 2.7827 | 0 | 0 | 0 | 0 | 0 | 12703.4736 | 0 | 0 | 12703.4736 | 0 | 12703.4736 | 0 | 0 | 0 | 0 | 0 | 65.785
2025-07-08 00:00 | 73 | 0 | 0 | 15.6793 | 0 | 8.4 | 12.8 | 13 | 19.5 | 2.8793 | 0 | 0 | 0 | 0 | 0 | 10403.4686 | 0 | 0 | 10403.4686 | 0 | 10403.4686 | 0 | 0 | 0 | 0 | 0 | 57.951
2025-07-08 01:00 | 74 | 0 | 0 | 15.1435 | 0 | 8.4 | 12.8 | 13 | 19.5 | 3.0441 | 0 | 0 | 0 | 0 | 0 | 10076.0716 | 0 | 0 | 10076.0716 | 0 | 10076.0716 | 0 | 0 | 0 | 0 | 0 | 53.341
2025-07-08 02:00 | 75 | 0 | 0 | 15.1986 | 0 | 8.4 | 12.8 | 13 | 19.5 | 3.0993 | 0 | 0 | 0 | 0 | 0 | 10076.0716 | 0 | 0 | 10076.0716 | 0 | 10076.0716 | 0 | 0 | 0 | 0 | 0 | 51.82
2025-07-08 03:00 | 76 | 0 | 0 | 15.2043 | 0 | 8.4 | 12.8 | 13 | 19.5 | 3.105 | 0 | 0 | 0 | 0 | 0 | 10076.0716 | 0 | 0 | 10076.0716 | 0 | 10076.0716 | 0 | 0 | 0 | 0 | 0 | 50.687
2025-07-08 04:00 | 77 | 0 | 0 | 14.9956 | 0 | 8.4 | 12.8 | 13 | 19.5 | 3.0429 | 0 | 0 | 0 | 0 | 0 | 8333.3333 | 0 | 0 | 8333.3333 | 0 | 8333.3333 | 0 | 0 | 0 | 0 | 0 | 50.873
2025-07-08 05:00 | 78 | 0 | 0 | 15.0573 | 0 | 8.4 | 12.8 | 13 | 19.5 | 2.958 | 0 | 0 | 0 | 0 | 0 | 10076.0716 | 0 | 0 | 10076.0716 | 0 | 10076.0716 | 0 | 0 | 0 | 0 | 0 | 50.954
2025-07-08 06:00 | 79 | 0 | 0 | 14.8136 | 0 | 8.4 | 12.8 | 13 | 19.5 | 2.8609 | 0 | 0 | 0 | 0 | 0 | 8333.3333 | 0 | 0 | 8333.3333 | 0 | 8333.3333 | 0 | 0 | 0 | 0 | 0 | 52.766
2025-07-08 07:00 | 80 | 0 | 0 | 14.8399 | 0 | 8.4 | 12.8 | 13 | 19.5 | 2.7406 | 0 | 0 | 0 | 0 | 0 | 10076.0716 | 0 | 0 | 10076.0716 | 0 | 10076.0716 | 0 | 0 | 0 | 0 | 0 | 93.961
2025-07-08 08:00 | 81 | 0 | 0 | 14.7127 | 0 | 8.4 | 12.8 | 13 | 19.5 | 2.6134 | 0 | 0 | 0 | 0 | 0 | 10076.0716 | 0 | 0 | 10076.0716 | 0 | 10076.0716 | 0 | 0 | 0 | 0 | 0 | 79.301
2025-07-08 09:00 | 82 | 0 | 0 | 14.5492 | 0 | 8.4 | 12.8 | 13 | 19.5 | 2.4499 | 0 | 0 | 0 | 0 | 0 | 10076.0716 | 0 | 0 | 10076.0716 | 0 | 10076.0716 | 0 | 0 | 0 | 0 | 0 | 63.336
2025-07-08 10:00 | 83 | 0 | 0 | 14.3452 | 0 | 8.4 | 12.8 | 13 | 19.5 | 2.2459 | 0 | 0 | 0 | 0 | 0 | 10076.0716 | 0 | 0 | 10076.0716 | 0 | 10076.0716 | 0 | 0 | 0 | 0 | 0 | 51.086
2025-07-08 11:00 | 84 | 0 | 0 | 14.1826 | 0 | 8.4 | 12.8 | 13 | 19.5 | 2.0833 | 0 | 0 | 0 | 0 | 0 | 10076.0716 | 0 | 0 | 10076.0716 | 0 | 10076.0716 | 0 | 0 | 0 | 0 | 0 | 48.877
2025-07-08 12:00 | 85 | 0 | 0 | 13.9922 | 0 | 8.4 | 12.8 | 13 | 19.5 | 1.8929 | 0 | 0 | 0 | 0 | 0 | 10076.0716 | 0 | 0 | 10076.0716 | 0 | 10076.0716 | 0 | 0 | 0 | 0 | 0 | 47.104
2025-07-08 13:00 | 86 | 0 | 0 | 13.7652 | 0 | 8.4 | 12.8 | 13 | 19.5 | 1.6659 | 0 | 0 | 0 | 0 | 0 | 10076.0716 | 0 | 0 | 10076.0716 | 0 | 10076.0716 | 0 | 0 | 0 | 0 | 0 | 49.77
2025-07-08 14:00 | 87 | 0 | 0 | 13.5246 | 0 | 8.4 | 12.8 | 13 | 19.5 | 1.4253 | 0 | 0 | 0 | 0 | 0 | 10076.0716 | 0 | 0 | 10076.0716 | 0 | 10076.0716 | 0 | 0 | 0 | 0 | 0 | 59.18
2025-07-08 15:00 | 88 | 0 | 0 | 13.489 | 0 | 8.4 | 12.8 | 13 | 19.5 | 1.2351 | 0 | 0 | 0 | 0 | 0 | 12928.0666 | 0 | 0 | 12928.0666 | 0 | 12928.0666 | 0 | 0 | 0 | 0 | 0 | 72.689
2025-07-08 16:00 | 89 | 0 | 0 | 13.7751 | 0 | 8.4 | 12.8 | 13 | 19.5 | 0.97514 | 0 | 0 | 0 | 0 | 0 | 15003.4786 | 0 | 0 | 15003.4786 | 0 | 15003.4786 | 0 | 0 | 0 | 0 | 0 | 85.55
2025-07-08 17:00 | 90 | 0 | 0 | 13.6858 | 0 | 8.4 | 12.8 | 13 | 19.5 | 0.88579 | 0 | 0 | 0 | 0 | 0 | 15003.4786 | 0 | 0 | 15003.4786 | 0 | 15003.4786 | 0 | 0 | 0 | 0 | 0 | 102.501
2025-07-08 18:00 | 91 | 0 | 0 | 13.8356 | 0 | 8.4 | 12.8 | 13 | 19.5 | 1.0356 | 0 | 0 | 0 | 0 | 0 | 15003.4786 | 0 | 0 | 15003.4786 | 0 | 15003.4786 | 0 | 0 | 0 | 0 | 0 | 113.281
2025-07-08 19:00 | 92 | 0 | 0 | 14.1991 | 0 | 8.4 | 12.8 | 13 | 19.5 | 1.3991 | 0 | 0 | 0 | 0 | 0 | 15003.4786 | 0 | 0 | 15003.4786 | 0 | 15003.4786 | 0 | 0 | 0 | 0 | 0 | 121.649
2025-07-08 20:00 | 93 | 0 | 0 | 14.6639 | 0 | 8.4 | 12.8 | 13 | 19.5 | 1.8639 | 0 | 0 | 0 | 0 | 0 | 15003.4786 | 0 | 0 | 15003.4786 | 0 | 15003.4786 | 0 | 0 | 0 | 0 | 0 | 122.425
2025-07-08 21:00 | 94 | 0 | 0 | 15.1007 | 0 | 8.4 | 12.8 | 13 | 19.5 | 2.3007 | 0 | 0 | 0 | 0 | 0 | 15003.4786 | 0 | 0 | 15003.4786 | 0 | 15003.4786 | 0 | 0 | 0 | 0 | 0 | 122.393
2025-07-08 22:00 | 95 | 0 | 0 | 15.3542 | 0 | 8.4 | 12.8 | 13 | 19.5 | 2.5542 | 0 | 0 | 0 | 0 | 0 | 15003.4786 | 0 | 0 | 15003.4786 | 0 | 15003.4786 | 0 | 0 | 0 | 0 | 0 | 118.246
2025-07-08 23:00 | 96 | 0 | 0 | 15.5827 | 0 | 8.4 | 12.8 | 13 | 19.5 | 2.7827 | 0 | 0 | 0 | 0 | 0 | 12703.4736 | 0 | 0 | 12703.4736 | 0 | 12703.4736 | 0 | 0 | 0 | 0 | 0 | 65.785
2025-07-09 00:00 | 97 | 0 | 0 | 15.6793 | 0 | 8.4 | 12.8 | 13 | 19.5 | 2.8793 | 0 | 0 | 0 | 0 | 0 | 10403.4686 | 0 | 0 | 10403.4686 | 0 | 10403.4686 | 0 | 0 | 0 | 0 | 0 | 57.951
2025-07-09 01:00 | 98 | 0 | 0 | 15.1435 | 0 | 8.4 | 12.8 | 13 | 19.5 | 3.0441 | 0 | 0 | 0 | 0 | 0 | 10076.0716 | 0 | 0 | 10076.0716 | 0 | 10076.0716 | 0 | 0 | 0 | 0 | 0 | 53.341
2025-07-09 02:00 | 99 | 0 | 0 | 15.1986 | 0 | 8.4 | 12.8 | 13 | 19.5 | 3.0993 | 0 | 0 | 0 | 0 | 0 | 10076.0716 | 0 | 0 | 10076.0716 | 0 | 10076.0716 | 0 | 0 | 0 | 0 | 0 | 51.82
2025-07-09 03:00 | 100 | 0 | 0 | 15.2043 | 0 | 8.4 | 12.8 | 13 | 19.5 | 3.105 | 0 | 0 | 0 | 0 | 0 | 10076.0716 | 0 | 0 | 10076.0716 | 0 | 10076.0716 | 0 | 0 | 0 | 0 | 0 | 50.687
2025-07-09 04:00 | 101 | 0 | 0 | 14.9956 | 0 | 8.4 | 12.8 | 13 | 19.5 | 3.0429 | 0 | 0 | 0 | 0 | 0 | 8333.3333 | 0 | 0 | 8333.3333 | 0 | 8333.3333 | 0 | 0 | 0 | 0 | 0 | 50.873
2025-07-09 05:00 | 102 | 0 | 0 | 15.0573 | 0 | 8.4 | 12.8 | 13 | 19.5 | 2.958 | 0 | 0 | 0 | 0 | 0 | 10076.0716 | 0 | 0 | 10076.0716 | 0 | 10076.0716 | 0 | 0 | 0 | 0 | 0 | 50.954
2025-07-09 06:00 | 103 | 0 | 0 | 14.8136 | 0 | 8.4 | 12.8 | 13 | 19.5 | 2.8609 | 0 | 0 | 0 | 0 | 0 | 8333.3333 | 0 | 0 | 8333.3333 | 0 | 8333.3333 | 0 | 0 | 0 | 0 | 0 | 52.766
2025-07-09 07:00 | 104 | 0 | 0 | 14.8399 | 0 | 8.4 | 12.8 | 13 | 19.5 | 2.7406 | 0 | 0 | 0 | 0 | 0 | 10076.0716 | 0 | 0 | 10076.0716 | 0 | 10076.0716 | 0 | 0 | 0 | 0 | 0 | 93.961
2025-07-09 08:00 | 105 | 0 | 0 | 14.7127 | 0 | 8.4 | 12.8 | 13 | 19.5 | 2.6134 | 0 | 0 | 0 | 0 | 0 | 10076.0716 | 0 | 0 | 10076.0716 | 0 | 10076.0716 | 0 | 0 | 0 | 0 | 0 | 79.301
2025-07-09 09:00 | 106 | 0 | 0 | 14.5492 | 0 | 8.4 | 12.8 | 13 | 19.5 | 2.4499 | 0 | 0 | 0 | 0 | 0 | 10076.0716 | 0 | 0 | 10076.0716 | 0 | 10076.0716 | 0 | 0 | 0 | 0 | 0 | 63.336
2025-07-09 10:00 | 107 | 0 | 0 | 14.3452 | 0 | 8.4 | 12.8 | 13 | 19.5 | 2.2459 | 0 | 0 | 0 | 0 | 0 | 10076.0716 | 0 | 0 | 10076.0716 | 0 | 10076.0716 | 0 | 0 | 0 | 0 | 0 | 51.086
2025-07-09 11:00 | 108 | 0 | 0 | 14.1826 | 0 | 8.4 | 12.8 | 13 | 19.5 | 2.0833 | 0 | 0 | 0 | 0 | 0 | 10076.0716 | 0 | 0 | 10076.0716 | 0 | 10076.0716 | 0 | 0 | 0 | 0 | 0 | 48.877
2025-07-09 12:00 | 109 | 0 | 0 | 13.9922 | 0 | 8.4 | 12.8 | 13 | 19.5 | 1.8929 | 0 | 0 | 0 | 0 | 0 | 10076.0716 | 0 | 0 | 10076.0716 | 0 | 10076.0716 | 0 | 0 | 0 | 0 | 0 | 47.104
2025-07-09 13:00 | 110 | 0 | 0 | 13.7652 | 0 | 8.4 | 12.8 | 13 | 19.5 | 1.6659 | 0 | 0 | 0 | 0 | 0 | 10076.0716 | 0 | 0 | 10076.0716 | 0 | 10076.0716 | 0 | 0 | 0 | 0 | 0 | 49.77
2025-07-09 14:00 | 111 | 0 | 0 | 13.5246 | 0 | 8.4 | 12.8 | 13 | 19.5 | 1.4253 | 0 | 0 | 0 | 0 | 0 | 10076.0716 | 0 | 0 | 10076.0716 | 0 | 10076.0716 | 0 | 0 | 0 | 0 | 0 | 59.18
2025-07-09 15:00 | 112 | 0 | 0 | 13.489 | 0 | 8.4 | 12.8 | 13 | 19.5 | 1.2351 | 0 | 0 | 0 | 0 | 0 | 12928.0666 | 0 | 0 | 12928.0666 | 0 | 12928.0666 | 0 | 0 | 0 | 0 | 0 | 72.689
2025-07-09 16:00 | 113 | 0 | 0 | 13.7751 | 0 | 8.4 | 12.8 | 13 | 19.5 | 0.97514 | 0 | 0 | 0 | 0 | 0 | 15003.4786 | 0 | 0 | 15003.4786 | 0 | 15003.4786 | 0 | 0 | 0 | 0 | 0 | 85.55
2025-07-09 17:00 | 114 | 0 | 0 | 13.6858 | 0 | 8.4 | 12.8 | 13 | 19.5 | 0.88579 | 0 | 0 | 0 | 0 | 0 | 15003.4786 | 0 | 0 | 15003.4786 | 0 | 15003.4786 | 0 | 0 | 0 | 0 | 0 | 102.501
2025-07-09 18:00 | 115 | 0 | 0 | 13.8356 | 0 | 8.4 | 12.8 | 13 | 19.5 | 1.0356 | 0 | 0 | 0 | 0 | 0 | 15003.4786 | 0 | 0 | 15003.4786 | 0 | 15003.4786 | 0 | 0 | 0 | 0 | 0 | 113.281
2025-07-09 19:00 | 116 | 0 | 0 | 14.1991 | 0 | 8.4 | 12.8 | 13 | 19.5 | 1.3991 | 0 | 0 | 0 | 0 | 0 | 15003.4786 | 0 | 0 | 15003.4786 | 0 | 15003.4786 | 0 | 0 | 0 | 0 | 0 | 121.649
2025-07-09 20:00 | 117 | 0 | 0 | 14.6639 | 0 | 8.4 | 12.8 | 13 | 19.5 | 1.8639 | 0 | 0 | 0 | 0 | 0 | 15003.4786 | 0 | 0 | 15003.4786 | 0 | 15003.4786 | 0 | 0 | 0 | 0 | 0 | 122.425
2025-07-09 21:00 | 118 | 0 | 0 | 15.1007 | 0 | 8.4 | 12.8 | 13 | 19.5 | 2.3007 | 0 | 0 | 0 | 0 | 0 | 15003.4786 | 0 | 0 | 15003.4786 | 0 | 15003.4786 | 0 | 0 | 0 | 0 | 0 | 122.393
2025-07-09 22:00 | 119 | 0 | 0 | 15.3542 | 0 | 8.4 | 12.8 | 13 | 19.5 | 2.5542 | 0 | 0 | 0 | 0 | 0 | 15003.4786 | 0 | 0 | 15003.4786 | 0 | 15003.4786 | 0 | 0 | 0 | 0 | 0 | 118.246
2025-07-09 23:00 | 120 | 0 | 0 | 15.5827 | 0 | 8.4 | 12.8 | 13 | 19.5 | 2.7827 | 0 | 0 | 0 | 0 | 0 | 12703.4736 | 0 | 0 | 12703.4736 | 0 | 12703.4736 | 0 | 0 | 0 | 0 | 0 | 65.785
2025-07-10 00:00 | 121 | 0 | 0 | 15.6793 | 0 | 8.4 | 12.8 | 13 | 19.5 | 2.8793 | 0 | 0 | 0 | 0 | 0 | 10403.4686 | 0 | 0 | 10403.4686 | 0 | 10403.4686 | 0 | 0 | 0 | 0 | 0 | 57.951
2025-07-10 01:00 | 122 | 0 | 0 | 15.1435 | 0 | 8.4 | 12.8 | 13 | 19.5 | 3.0441 | 0 | 0 | 0 | 0 | 0 | 10076.0716 | 0 | 0 | 10076.0716 | 0 | 10076.0716 | 0 | 0 | 0 | 0 | 0 | 53.341
2025-07-10 02:00 | 123 | 0 | 0 | 15.1986 | 0 | 8.4 | 12.8 | 13 | 19.5 | 3.0993 | 0 | 0 | 0 | 0 | 0 | 10076.0716 | 0 | 0 | 10076.0716 | 0 | 10076.0716 | 0 | 0 | 0 | 0 | 0 | 51.82
2025-07-10 03:00 | 124 | 0 | 0 | 15.2043 | 0 | 8.4 | 12.8 | 13 | 19.5 | 3.105 | 0 | 0 | 0 | 0 | 0 | 10076.0716 | 0 | 0 | 10076.0716 | 0 | 10076.0716 | 0 | 0 | 0 | 0 | 0 | 50.687
2025-07-10 04:00 | 125 | 0 | 0 | 14.9956 | 0 | 8.4 | 12.8 | 13 | 19.5 | 3.0429 | 0 | 0 | 0 | 0 | 0 | 8333.3333 | 0 | 0 | 8333.3333 | 0 | 8333.3333 | 0 | 0 | 0 | 0 | 0 | 50.873
2025-07-10 05:00 | 126 | 0 | 0 | 15.0573 | 0 | 8.4 | 12.8 | 13 | 19.5 | 2.958 | 0 | 0 | 0 | 0 | 0 | 10076.0716 | 0 | 0 | 10076.0716 | 0 | 10076.0716 | 0 | 0 | 0 | 0 | 0 | 50.954
2025-07-10 06:00 | 127 | 0 | 0 | 14.8136 | 0 | 8.4 | 12.8 | 13 | 19.5 | 2.8609 | 0 | 0 | 0 | 0 | 0 | 8333.3333 | 0 | 0 | 8333.3333 | 0 | 8333.3333 | 0 | 0 | 0 | 0 | 0 | 52.766
2025-07-10 07:00 | 128 | 0 | 0 | 14.8399 | 0 | 8.4 | 12.8 | 13 | 19.5 | 2.7406 | 0 | 0 | 0 | 0 | 0 | 10076.0716 | 0 | 0 | 10076.0716 | 0 | 10076.0716 | 0 | 0 | 0 | 0 | 0 | 93.961
2025-07-10 08:00 | 129 | 0 | 0 | 14.7127 | 0 | 8.4 | 12.8 | 13 | 19.5 | 2.6134 | 0 | 0 | 0 | 0 | 0 | 10076.0716 | 0 | 0 | 10076.0716 | 0 | 10076.0716 | 0 | 0 | 0 | 0 | 0 | 79.301
2025-07-10 09:00 | 130 | 0 | 0 | 14.5492 | 0 | 8.4 | 12.8 | 13 | 19.5 | 2.4499 | 0 | 0 | 0 | 0 | 0 | 10076.0716 | 0 | 0 | 10076.0716 | 0 | 10076.0716 | 0 | 0 | 0 | 0 | 0 | 63.336
2025-07-10 10:00 | 131 | 0 | 0 | 14.3452 | 0 | 8.4 | 12.8 | 13 | 19.5 | 2.2459 | 0 | 0 | 0 | 0 | 0 | 10076.0716 | 0 | 0 | 10076.0716 | 0 | 10076.0716 | 0 | 0 | 0 | 0 | 0 | 51.086
2025-07-10 11:00 | 132 | 0 | 0 | 14.1826 | 0 | 8.4 | 12.8 | 13 | 19.5 | 2.0833 | 0 | 0 | 0 | 0 | 0 | 10076.0716 | 0 | 0 | 10076.0716 | 0 | 10076.0716 | 0 | 0 | 0 | 0 | 0 | 48.877
2025-07-10 12:00 | 133 | 0 | 0 | 13.9922 | 0 | 8.4 | 12.8 | 13 | 19.5 | 1.8929 | 0 | 0 | 0 | 0 | 0 | 10076.0716 | 0 | 0 | 10076.0716 | 0 | 10076.0716 | 0 | 0 | 0 | 0 | 0 | 47.104
2025-07-10 13:00 | 134 | 0 | 0 | 13.7652 | 0 | 8.4 | 12.8 | 13 | 19.5 | 1.6659 | 0 | 0 | 0 | 0 | 0 | 10076.0716 | 0 | 0 | 10076.0716 | 0 | 10076.0716 | 0 | 0 | 0 | 0 | 0 | 49.77
2025-07-10 14:00 | 135 | 0 | 0 | 13.5246 | 0 | 8.4 | 12.8 | 13 | 19.5 | 1.4253 | 0 | 0 | 0 | 0 | 0 | 10076.0716 | 0 | 0 | 10076.0716 | 0 | 10076.0716 | 0 | 0 | 0 | 0 | 0 | 59.18
2025-07-10 15:00 | 136 | 0 | 0 | 13.489 | 0 | 8.4 | 12.8 | 13 | 19.5 | 1.2351 | 0 | 0 | 0 | 0 | 0 | 12928.0666 | 0 | 0 | 12928.0666 | 0 | 12928.0666 | 0 | 0 | 0 | 0 | 0 | 72.689
2025-07-10 16:00 | 137 | 0 | 0 | 13.7751 | 0 | 8.4 | 12.8 | 13 | 19.5 | 0.97514 | 0 | 0 | 0 | 0 | 0 | 15003.4786 | 0 | 0 | 15003.4786 | 0 | 15003.4786 | 0 | 0 | 0 | 0 | 0 | 85.55
2025-07-10 17:00 | 138 | 0 | 0 | 13.6858 | 0 | 8.4 | 12.8 | 13 | 19.5 | 0.88579 | 0 | 0 | 0 | 0 | 0 | 15003.4786 | 0 | 0 | 15003.4786 | 0 | 15003.4786 | 0 | 0 | 0 | 0 | 0 | 102.501
2025-07-10 18:00 | 139 | 0 | 0 | 13.8356 | 0 | 8.4 | 12.8 | 13 | 19.5 | 1.0356 | 0 | 0 | 0 | 0 | 0 | 15003.4786 | 0 | 0 | 15003.4786 | 0 | 15003.4786 | 0 | 0 | 0 | 0 | 0 | 113.281
2025-07-10 19:00 | 140 | 0 | 0 | 14.1991 | 0 | 8.4 | 12.8 | 13 | 19.5 | 1.3991 | 0 | 0 | 0 | 0 | 0 | 15003.4786 | 0 | 0 | 15003.4786 | 0 | 15003.4786 | 0 | 0 | 0 | 0 | 0 | 121.649
2025-07-10 20:00 | 141 | 0 | 0 | 14.6639 | 0 | 8.4 | 12.8 | 13 | 19.5 | 1.8639 | 0 | 0 | 0 | 0 | 0 | 15003.4786 | 0 | 0 | 15003.4786 | 0 | 15003.4786 | 0 | 0 | 0 | 0 | 0 | 122.425
2025-07-10 21:00 | 142 | 0 | 0 | 15.1007 | 0 | 8.4 | 12.8 | 13 | 19.5 | 2.3007 | 0 | 0 | 0 | 0 | 0 | 15003.4786 | 0 | 0 | 15003.4786 | 0 | 15003.4786 | 0 | 0 | 0 | 0 | 0 | 122.393
2025-07-10 22:00 | 143 | 0 | 0 | 15.3542 | 0 | 8.4 | 12.8 | 13 | 19.5 | 2.5542 | 0 | 0 | 0 | 0 | 0 | 15003.4786 | 0 | 0 | 15003.4786 | 0 | 15003.4786 | 0 | 0 | 0 | 0 | 0 | 118.246
2025-07-10 23:00 | 144 | 0 | 0 | 15.5827 | 0 | 8.4 | 12.8 | 13 | 19.5 | 2.7827 | 0 | 0 | 0 | 0 | 0 | 12703.4736 | 0 | 0 | 12703.4736 | 0 | 12703.4736 | 0 | 0 | 0 | 0 | 0 | 65.785
2025-07-11 00:00 | 145 | 0 | 0 | 15.6793 | 0 | 8.4 | 12.8 | 13 | 19.5 | 2.8793 | 0 | 0 | 0 | 0 | 0 | 10403.4686 | 0 | 0 | 10403.4686 | 0 | 10403.4686 | 0 | 0 | 0 | 0 | 0 | 57.951
2025-07-11 01:00 | 146 | 0 | 0 | 15.1435 | 0 | 8.4 | 12.8 | 13 | 19.5 | 3.0441 | 0 | 0 | 0 | 0 | 0 | 10076.0716 | 0 | 0 | 10076.0716 | 0 | 10076.0716 | 0 | 0 | 0 | 0 | 0 | 53.341
2025-07-11 02:00 | 147 | 0 | 0 | 15.1986 | 0 | 8.4 | 12.8 | 13 | 19.5 | 3.0993 | 0 | 0 | 0 | 0 | 0 | 10076.0716 | 0 | 0 | 10076.0716 | 0 | 10076.0716 | 0 | 0 | 0 | 0 | 0 | 51.82
2025-07-11 03:00 | 148 | 0 | 0 | 15.2043 | 0 | 8.4 | 12.8 | 13 | 19.5 | 3.105 | 0 | 0 | 0 | 0 | 0 | 10076.0716 | 0 | 0 | 10076.0716 | 0 | 10076.0716 | 0 | 0 | 0 | 0 | 0 | 50.687
2025-07-11 04:00 | 149 | 0 | 0 | 14.9956 | 0 | 8.4 | 12.8 | 13 | 19.5 | 3.0429 | 0 | 0 | 0 | 0 | 0 | 8333.3333 | 0 | 0 | 8333.3333 | 0 | 8333.3333 | 0 | 0 | 0 | 0 | 0 | 50.873
2025-07-11 05:00 | 150 | 0 | 0 | 15.0573 | 0 | 8.4 | 12.8 | 13 | 19.5 | 2.958 | 0 | 0 | 0 | 0 | 0 | 10076.0716 | 0 | 0 | 10076.0716 | 0 | 10076.0716 | 0 | 0 | 0 | 0 | 0 | 50.954
2025-07-11 06:00 | 151 | 0 | 0 | 14.8136 | 0 | 8.4 | 12.8 | 13 | 19.5 | 2.8609 | 0 | 0 | 0 | 0 | 0 | 8333.3333 | 0 | 0 | 8333.3333 | 0 | 8333.3333 | 0 | 0 | 0 | 0 | 0 | 52.766
2025-07-11 07:00 | 152 | 0 | 0 | 14.8399 | 0 | 8.4 | 12.8 | 13 | 19.5 | 2.7406 | 0 | 0 | 0 | 0 | 0 | 10076.0716 | 0 | 0 | 10076.0716 | 0 | 10076.0716 | 0 | 0 | 0 | 0 | 0 | 93.961
2025-07-11 08:00 | 153 | 0 | 0 | 14.7127 | 0 | 8.4 | 12.8 | 13 | 19.5 | 2.6134 | 0 | 0 | 0 | 0 | 0 | 10076.0716 | 0 | 0 | 10076.0716 | 0 | 10076.0716 | 0 | 0 | 0 | 0 | 0 | 79.301
2025-07-11 09:00 | 154 | 0 | 0 | 14.5492 | 0 | 8.4 | 12.8 | 13 | 19.5 | 2.4499 | 0 | 0 | 0 | 0 | 0 | 10076.0716 | 0 | 0 | 10076.0716 | 0 | 10076.0716 | 0 | 0 | 0 | 0 | 0 | 63.336
2025-07-11 10:00 | 155 | 0 | 0 | 14.3452 | 0 | 8.4 | 12.8 | 13 | 19.5 | 2.2459 | 0 | 0 | 0 | 0 | 0 | 10076.0716 | 0 | 0 | 10076.0716 | 0 | 10076.0716 | 0 | 0 | 0 | 0 | 0 | 51.086
2025-07-11 11:00 | 156 | 0 | 0 | 14.1826 | 0 | 8.4 | 12.8 | 13 | 19.5 | 2.0833 | 0 | 0 | 0 | 0 | 0 | 10076.0716 | 0 | 0 | 10076.0716 | 0 | 10076.0716 | 0 | 0 | 0 | 0 | 0 | 48.877
2025-07-11 12:00 | 157 | 0 | 0 | 13.9922 | 0 | 8.4 | 12.8 | 13 | 19.5 | 1.8929 | 0 | 0 | 0 | 0 | 0 | 10076.0716 | 0 | 0 | 10076.0716 | 0 | 10076.0716 | 0 | 0 | 0 | 0 | 0 | 47.104
2025-07-11 13:00 | 158 | 0 | 0 | 13.7652 | 0 | 8.4 | 12.8 | 13 | 19.5 | 1.6659 | 0 | 0 | 0 | 0 | 0 | 10076.0716 | 0 | 0 | 10076.0716 | 0 | 10076.0716 | 0 | 0 | 0 | 0 | 0 | 49.77
2025-07-11 14:00 | 159 | 0 | 0 | 13.5246 | 0 | 8.4 | 12.8 | 13 | 19.5 | 1.4253 | 0 | 0 | 0 | 0 | 0 | 10076.0716 | 0 | 0 | 10076.0716 | 0 | 10076.0716 | 0 | 0 | 0 | 0 | 0 | 59.18
2025-07-11 15:00 | 160 | 0 | 0 | 13.489 | 0 | 8.4 | 12.8 | 13 | 19.5 | 1.2351 | 0 | 0 | 0 | 0 | 0 | 12928.0666 | 0 | 0 | 12928.0666 | 0 | 12928.0666 | 0 | 0 | 0 | 0 | 0 | 72.689
2025-07-11 16:00 | 161 | 0 | 0 | 13.7751 | 0 | 8.4 | 12.8 | 13 | 19.5 | 0.97514 | 0 | 0 | 0 | 0 | 0 | 15003.4786 | 0 | 0 | 15003.4786 | 0 | 15003.4786 | 0 | 0 | 0 | 0 | 0 | 85.55
2025-07-11 17:00 | 162 | 0 | 0 | 13.6858 | 0 | 8.4 | 12.8 | 13 | 19.5 | 0.88579 | 0 | 0 | 0 | 0 | 0 | 15003.4786 | 0 | 0 | 15003.4786 | 0 | 15003.4786 | 0 | 0 | 0 | 0 | 0 | 102.501
2025-07-11 18:00 | 163 | 0 | 0 | 13.8356 | 0 | 8.4 | 12.8 | 13 | 19.5 | 1.0356 | 0 | 0 | 0 | 0 | 0 | 15003.4786 | 0 | 0 | 15003.4786 | 0 | 15003.4786 | 0 | 0 | 0 | 0 | 0 | 113.281
2025-07-11 19:00 | 164 | 0 | 0 | 14.1991 | 0 | 8.4 | 12.8 | 13 | 19.5 | 1.3991 | 0 | 0 | 0 | 0 | 0 | 15003.4786 | 0 | 0 | 15003.4786 | 0 | 15003.4786 | 0 | 0 | 0 | 0 | 0 | 121.649
2025-07-11 20:00 | 165 | 0 | 0 | 14.6639 | 0 | 8.4 | 12.8 | 13 | 19.5 | 1.8639 | 0 | 0 | 0 | 0 | 0 | 15003.4786 | 0 | 0 | 15003.4786 | 0 | 15003.4786 | 0 | 0 | 0 | 0 | 0 | 122.425
2025-07-11 21:00 | 166 | 0 | 0 | 15.1007 | 0 | 8.4 | 12.8 | 13 | 19.5 | 2.3007 | 0 | 0 | 0 | 0 | 0 | 15003.4786 | 0 | 0 | 15003.4786 | 0 | 15003.4786 | 0 | 0 | 0 | 0 | 0 | 122.393
2025-07-11 22:00 | 167 | 0 | 0 | 15.3542 | 0 | 8.4 | 12.8 | 13 | 19.5 | 2.5542 | 0 | 0 | 0 | 0 | 0 | 15003.4786 | 0 | 0 | 15003.4786 | 0 | 15003.4786 | 0 | 0 | 0 | 0 | 0 | 118.246
2025-07-11 23:00 | 168 | 0 | 0 | 15.5827 | 0 | 8.4 | 12.8 | 13 | 19.5 | 2.7827 | 0 | 0 | 0 | 0 | 0 | 12703.4736 | 0 | 0 | 12703.4736 | 0 | 12703.4736 | 0 | 0 | 0 | 0 | 0 | 65.785

## Inputs
Label |  | Data
Version |  | v0.2.4
Python Environment Path |  | C:\Users\mpavicevic\AppData\Local\miniconda3\envs\tempregpy\python.exe
Simulation Folder Name |  | Week00_07-05
Show plots |  | TRUE
Simulation type |  | MILP
Multiplication Approximation Method |  | XY
Edge elements |  | 3
Optimality Gap |  | 0.01
Simulation time |  | 480
StartDate |  | 45843
EndDate |  | 45850
Release type whose pattern should be repeated for the same day type |  | Total Release
Maximum daily operating range |  | TRUE
Bypass Release Constraints |  | TRUE
Bypass release RampDown rate (CFS/h) |  | 15000
Bypass release RampUp rate (CFS/h) |  | 15000
Bypass cycling constraint t01=t24 |  | TRUE
Bypass release number of RampDown cycles |  | 4
Bypass release number of RampUp cycles |  | 4
Bypass release number of total ramp up and down cycles |  | 4
Turbine Release Constraints |  | TRUE
Turbine release RampDown rate (CFS/h) |  | 10000
Turbine release RampUp rate (CFS/h) |  | 10000
Turbine cycling constraint t01=t24 |  | FALSE
Total Release Constraints |  | TRUE
Total release RampUp rate (CFS/h) |  | 4000
Total release RampDown rate (CFS/h) |  | 2500
Total release cycling constraint t01=t24 |  | FALSE
Gauge Release Constraints |  | FALSE
Gauge release RampDown rate (CFS/h) |  | 15000
Gauge release RampUp rate (CFS/h) |  | 15000
Gauge release cycling constraint t01=t24 |  | FALSE
Temperature cycling constraint t01=t24 |  | FALSE
Bypass release ramp up penalty cost ($/CFS) |  | 0.1
Bypass release ramp down penalty cost ($/CFS) |  | 0.1
Turbine release ramp up penalty cost ($/CFS) |  | 0.1
Turbine release ramp down penalty cost ($/CFS) |  | 0.1
Total release ramp up penalty cost ($/CFS) |  | FALSE
Total release ramp down penalty cost ($/CFS) |  | FALSE
Gage release ramp up penalty cost ($/CFS) |  | FALSE
Gage release ramp down penalty cost ($/CFS) |  | FALSE
Penalty for breaching equality constraints |  | 10000
Rough Zone Constraint |  | TRUE
Daily Inputs
Timestamp | Hour | Total release - daily (AF) | Maximum change between minimum and maximum release - daily (CFS) | Maximum average temperature @ RM61 - daily (°C or °F) | Average temperature delta between Glen Canyon and RM61 - daily (°C or °F) | Water to Power Conversion Factor (MW/CFS)
- | - | - | - | - | - | -
- | - | - | - | - | - | -
timestamp | hour | Q_tot_daily | Q_max_daily_change | T_gauge_daily | dT_daily | WaterToPowerConversion
2025-07-05 00:00 | 1 | 22741.5872 | 7100 | 15.5 | 2.2141 | 0.032964
2025-07-05 01:00 | 2 | 22483.5413 | 7100 | 15.5 | 2.2141 | 0.032964
2025-07-05 02:00 | 3 | 23027.9964 | 7100 | 15.5 | 2.2141 | 0.032964
2025-07-05 03:00 | 4 | 23027.9964 | 7100 | 15.5 | 2.2141 | 0.032964
2025-07-05 04:00 | 5 | 23027.9964 | 7100 | 15.5 | 2.2141 | 0.032964
2025-07-05 05:00 | 6 | 23027.9964 | 7100 | 15.5 | 2.2141 | 0.032964
2025-07-05 06:00 | 7 | 23027.9964 | 7100 | 15.5 | 2.2141 | 0.032964
Hourly Inputs
Timestamp | Hour | Max Flow From GCD - RM61 | Min Flow From GCD - RM61 | Bypass forced commitment state (-) | Bypass release minimum - hourly (CFS) | Bypass release maximum - hourly (CFS) | Turbine release minimum - hourly (CFS) | Turbine release maximum - hourly (CFS) | Total release minimum - hourly (CFS) | Total release maximum - hourly (CFS) | Gauge release minimum - hourly (CFS) | Gauge release maximum - hourly (CFS) | Bypass temperature - hourly (°C or °F) | Turbine temperature - hourly (°C or °F) | Maximum temperature @ RM61 - hourly (°C or °F) | Minimum temperature @ RM61 - hourly (°C or °F) | Temperature delta between Glen Canyon and RM61 - hourly (°C or °F) | Power Turbine - min (MW) | Power Turbine - max (MW) | Demand (MWh) | Hourly LMPs
- | - | - | - | - | - | - | - | - | - | - | - | - | - | - | - | - | - | - | - | - | -
- | - | - | - | - | - | - | - | - | - | - | - | - | - | - | - | - | - | - | - | - | -
timestamp | hour | Flow_i_j_max | Flow_i_j_min | bp_forced_commit | Q_bp_min_values | Q_bp_max_values | Q_tur_min_values | Q_tur_max_values | Q_tot_min_values | Q_tot_max_values | Q_gg_min_values | Q_gg_max_values | T_bp_values | T_tur_values | T_gauge_hourly_max_values | T_gauge_hourly_min_values | dT_hourly_values | P_tur_min_values | P_tur_max_values | Demand_values | LMP_values
2025-07-05 00:00 | 1 | 25000 | 5000 | 0 | 700 | 15000 | 2400 | 25000 | 5000 | 25000 | 5000 | 25000 | 8.4 | 12.8 | 19.5 | 13 | 2.8793 | 10 | 1000 | 342.9392 | 57.951
2025-07-05 01:00 | 2 | 25000 | 5000 | 0 | 700 | 15000 | 2400 | 25000 | 5000 | 25000 | 5000 | 25000 | 8.4 | 12.8 | 19.5 | 13 | 3.0441 | 10 | 1000 | 279.2531 | 49.581
2025-07-05 02:00 | 3 | 25000 | 5000 | 0 | 700 | 15000 | 2400 | 25000 | 5000 | 25000 | 5000 | 25000 | 8.4 | 12.8 | 19.5 | 13 | 3.0993 | 10 | 1000 | 279.2531 | 49.042
2025-07-05 03:00 | 4 | 25000 | 5000 | 0 | 700 | 15000 | 2400 | 25000 | 5000 | 25000 | 5000 | 25000 | 8.4 | 12.8 | 19.5 | 13 | 3.105 | 10 | 1000 | 279.2531 | 49.153
2025-07-05 04:00 | 5 | 25000 | 5000 | 0 | 700 | 15000 | 2400 | 25000 | 5000 | 25000 | 5000 | 25000 | 8.4 | 12.8 | 19.5 | 13 | 3.0429 | 10 | 1000 | 279.2531 | 49.261
2025-07-05 05:00 | 6 | 25000 | 5000 | 0 | 700 | 15000 | 2400 | 25000 | 5000 | 25000 | 5000 | 25000 | 8.4 | 12.8 | 19.5 | 13 | 2.958 | 10 | 1000 | 279.2531 | 49.162
2025-07-05 06:00 | 7 | 25000 | 5000 | 0 | 700 | 15000 | 2400 | 25000 | 5000 | 25000 | 5000 | 25000 | 8.4 | 12.8 | 19.5 | 13 | 2.8609 | 10 | 1000 | 279.2531 | 49.519
2025-07-05 07:00 | 8 | 25000 | 8000 | 0 | 700 | 15000 | 2400 | 25000 | 8000 | 25000 | 8000 | 25000 | 8.4 | 12.8 | 19.5 | 13 | 2.7406 | 10 | 1000 | 279.2531 | 78.53
2025-07-05 08:00 | 9 | 25000 | 8000 | 0 | 700 | 15000 | 2400 | 25000 | 8000 | 25000 | 8000 | 25000 | 8.4 | 12.8 | 19.5 | 13 | 2.6134 | 10 | 1000 | 279.2531 | 71.354
2025-07-05 09:00 | 10 | 25000 | 8000 | 0 | 700 | 15000 | 2400 | 25000 | 8000 | 25000 | 8000 | 25000 | 8.4 | 12.8 | 19.5 | 13 | 2.4499 | 10 | 1000 | 279.2531 | 56.477
2025-07-05 10:00 | 11 | 25000 | 8000 | 0 | 700 | 15000 | 2400 | 25000 | 8000 | 25000 | 8000 | 25000 | 8.4 | 12.8 | 19.5 | 13 | 2.2459 | 10 | 1000 | 279.2531 | 47.486
2025-07-05 11:00 | 12 | 25000 | 8000 | 0 | 700 | 15000 | 2400 | 25000 | 8000 | 25000 | 8000 | 25000 | 8.4 | 12.8 | 19.5 | 13 | 2.0833 | 10 | 1000 | 279.2531 | 46.225
2025-07-05 12:00 | 13 | 25000 | 8000 | 0 | 700 | 15000 | 2400 | 25000 | 8000 | 25000 | 8000 | 25000 | 8.4 | 12.8 | 19.5 | 13 | 1.8929 | 10 | 1000 | 279.2531 | 46.171
2025-07-05 13:00 | 14 | 25000 | 8000 | 0 | 700 | 15000 | 2400 | 25000 | 8000 | 25000 | 8000 | 25000 | 8.4 | 12.8 | 19.5 | 13 | 1.6659 | 10 | 1000 | 279.2531 | 46.154
2025-07-05 14:00 | 15 | 25000 | 8000 | 0 | 700 | 15000 | 2400 | 25000 | 8000 | 25000 | 8000 | 25000 | 8.4 | 12.8 | 19.5 | 13 | 1.4253 | 10 | 1000 | 279.2531 | 46.169
2025-07-05 15:00 | 16 | 25000 | 8000 | 0 | 700 | 15000 | 2400 | 25000 | 8000 | 25000 | 8000 | 25000 | 8.4 | 12.8 | 19.5 | 13 | 1.2351 | 10 | 1000 | 279.2531 | 46.209
2025-07-05 16:00 | 17 | 25000 | 8000 | 0 | 0 | 0 | 2400 | 25000 | 8000 | 25000 | 8000 | 25000 | 8.4 | 12.8 | 19.5 | 13 | 0.97514 | 10 | 1000 | 400.5606 | 49.129
2025-07-05 17:00 | 18 | 25000 | 8000 | 0 | 0 | 0 | 2400 | 25000 | 8000 | 25000 | 8000 | 25000 | 8.4 | 12.8 | 19.5 | 13 | 0.88579 | 10 | 1000 | 447.9738 | 63.251
2025-07-05 18:00 | 19 | 25000 | 8000 | 0 | 0 | 0 | 2400 | 25000 | 8000 | 25000 | 8000 | 25000 | 8.4 | 12.8 | 19.5 | 13 | 1.0356 | 10 | 1000 | 494.5736 | 84.153
2025-07-05 19:00 | 20 | 25000 | 5000 | 0 | 0 | 0 | 2400 | 25000 | 5000 | 25000 | 5000 | 25000 | 8.4 | 12.8 | 19.5 | 13 | 1.3991 | 10 | 1000 | 494.5736 | 106.764
2025-07-05 20:00 | 21 | 25000 | 5000 | 0 | 0 | 0 | 2400 | 25000 | 5000 | 25000 | 5000 | 25000 | 8.4 | 12.8 | 19.5 | 13 | 1.8639 | 10 | 1000 | 494.5736 | 114.778
2025-07-05 21:00 | 22 | 25000 | 5000 | 0 | 0 | 0 | 2400 | 25000 | 5000 | 25000 | 5000 | 25000 | 8.4 | 12.8 | 19.5 | 13 | 2.3007 | 10 | 1000 | 494.5736 | 119.196
2025-07-05 22:00 | 23 | 25000 | 5000 | 0 | 0 | 0 | 2400 | 25000 | 5000 | 25000 | 5000 | 25000 | 8.4 | 12.8 | 19.5 | 13 | 2.5542 | 10 | 1000 | 494.5736 | 112.533
2025-07-05 23:00 | 24 | 25000 | 5000 | FALSE | 700 | 15000 | 2400 | 25000 | 5000 | 25000 | 5000 | 25000 | 8.4 | 12.8 | 19.5 | 13 | 2.7827 | 10 | 1000 | 418.7564 | 60.777
2025-07-06 00:00 | 25 | 25000 | 5000 | 0 | 700 | 15000 | 2400 | 25000 | 5000 | 25000 | 5000 | 25000 | 8.4 | 12.8 | 19.5 | 13 | 2.8793 | 10 | 1000 | 342.9392 | 56.434
2025-07-06 01:00 | 26 | 25000 | 5000 | 0 | 700 | 15000 | 2400 | 25000 | 5000 | 25000 | 5000 | 25000 | 8.4 | 12.8 | 19.5 | 13 | 3.0441 | 10 | 1000 | 279.2531 | 48.894
2025-07-06 02:00 | 27 | 25000 | 5000 | 0 | 700 | 15000 | 2400 | 25000 | 5000 | 25000 | 5000 | 25000 | 8.4 | 12.8 | 19.5 | 13 | 3.0993 | 10 | 1000 | 279.2531 | 48.759
2025-07-06 03:00 | 28 | 25000 | 5000 | 0 | 700 | 15000 | 2400 | 25000 | 5000 | 25000 | 5000 | 25000 | 8.4 | 12.8 | 19.5 | 13 | 3.105 | 10 | 1000 | 279.2531 | 48.32
2025-07-06 04:00 | 29 | 25000 | 5000 | 0 | 700 | 15000 | 2400 | 25000 | 5000 | 25000 | 5000 | 25000 | 8.4 | 12.8 | 19.5 | 13 | 3.0429 | 10 | 1000 | 279.2531 | 48.072
2025-07-06 05:00 | 30 | 25000 | 5000 | 0 | 700 | 15000 | 2400 | 25000 | 5000 | 25000 | 5000 | 25000 | 8.4 | 12.8 | 19.5 | 13 | 2.958 | 10 | 1000 | 279.2531 | 48.481
2025-07-06 06:00 | 31 | 25000 | 5000 | 0 | 700 | 15000 | 2400 | 25000 | 5000 | 25000 | 5000 | 25000 | 8.4 | 12.8 | 19.5 | 13 | 2.8609 | 10 | 1000 | 279.2531 | 48.836
2025-07-06 07:00 | 32 | 25000 | 8000 | 0 | 700 | 15000 | 2400 | 25000 | 8000 | 25000 | 8000 | 25000 | 8.4 | 12.8 | 19.5 | 13 | 2.7406 | 10 | 1000 | 279.2531 | 53.772
2025-07-06 08:00 | 33 | 25000 | 8000 | 0 | 700 | 15000 | 2400 | 25000 | 8000 | 25000 | 8000 | 25000 | 8.4 | 12.8 | 19.5 | 13 | 2.6134 | 10 | 1000 | 279.2531 | 47.149
2025-07-06 09:00 | 34 | 25000 | 8000 | 0 | 700 | 15000 | 2400 | 25000 | 8000 | 25000 | 8000 | 25000 | 8.4 | 12.8 | 19.5 | 13 | 2.4499 | 10 | 1000 | 279.2531 | 46.156
2025-07-06 10:00 | 35 | 25000 | 8000 | 0 | 700 | 15000 | 2400 | 25000 | 8000 | 25000 | 8000 | 25000 | 8.4 | 12.8 | 19.5 | 13 | 2.2459 | 10 | 1000 | 279.2531 | 46.026
2025-07-06 11:00 | 36 | 25000 | 8000 | 0 | 700 | 15000 | 2400 | 25000 | 8000 | 25000 | 8000 | 25000 | 8.4 | 12.8 | 19.5 | 13 | 2.0833 | 10 | 1000 | 279.2531 | 45.989
2025-07-06 12:00 | 37 | 25000 | 8000 | 0 | 700 | 15000 | 2400 | 25000 | 8000 | 25000 | 8000 | 25000 | 8.4 | 12.8 | 19.5 | 13 | 1.8929 | 10 | 1000 | 279.2531 | 45.937
2025-07-06 13:00 | 38 | 25000 | 8000 | 0 | 700 | 15000 | 2400 | 25000 | 8000 | 25000 | 8000 | 25000 | 8.4 | 12.8 | 19.5 | 13 | 1.6659 | 10 | 1000 | 279.2531 | 45.923
2025-07-06 14:00 | 39 | 25000 | 8000 | 0 | 700 | 15000 | 2400 | 25000 | 8000 | 25000 | 8000 | 25000 | 8.4 | 12.8 | 19.5 | 13 | 1.4253 | 10 | 1000 | 279.2531 | 45.949
2025-07-06 15:00 | 40 | 25000 | 8000 | 0 | 700 | 15000 | 2400 | 25000 | 8000 | 25000 | 8000 | 25000 | 8.4 | 12.8 | 19.5 | 13 | 1.2351 | 10 | 1000 | 279.2531 | 46.038
2025-07-06 16:00 | 41 | 25000 | 8000 | 0 | 0 | 0 | 2400 | 25000 | 8000 | 25000 | 8000 | 25000 | 8.4 | 12.8 | 19.5 | 13 | 0.97514 | 10 | 1000 | 400.5606 | 46.131
2025-07-06 17:00 | 42 | 25000 | 8000 | 0 | 0 | 0 | 2400 | 25000 | 8000 | 25000 | 8000 | 25000 | 8.4 | 12.8 | 19.5 | 13 | 0.88579 | 10 | 1000 | 473.6206 | 47.346
2025-07-06 18:00 | 43 | 25000 | 8000 | 0 | 0 | 0 | 2400 | 25000 | 8000 | 25000 | 8000 | 25000 | 8.4 | 12.8 | 19.5 | 13 | 1.0356 | 10 | 1000 | 473.6206 | 54.688
2025-07-06 19:00 | 44 | 25000 | 5000 | 0 | 0 | 0 | 2400 | 25000 | 5000 | 25000 | 5000 | 25000 | 8.4 | 12.8 | 19.5 | 13 | 1.3991 | 10 | 1000 | 494.5736 | 70.739
2025-07-06 20:00 | 45 | 25000 | 5000 | 0 | 0 | 0 | 2400 | 25000 | 5000 | 25000 | 5000 | 25000 | 8.4 | 12.8 | 19.5 | 13 | 1.8639 | 10 | 1000 | 494.5736 | 84.899
2025-07-06 21:00 | 46 | 25000 | 5000 | 0 | 0 | 0 | 2400 | 25000 | 5000 | 25000 | 5000 | 25000 | 8.4 | 12.8 | 19.5 | 13 | 2.3007 | 10 | 1000 | 494.5736 | 83.716
2025-07-06 22:00 | 47 | 25000 | 5000 | 0 | 0 | 0 | 2400 | 25000 | 5000 | 25000 | 5000 | 25000 | 8.4 | 12.8 | 19.5 | 13 | 2.5542 | 10 | 1000 | 418.7564 | 74.588
2025-07-06 23:00 | 48 | 25000 | 5000 | 0 | 700 | 15000 | 2400 | 25000 | 5000 | 25000 | 5000 | 25000 | 8.4 | 12.8 | 19.5 | 13 | 2.7827 | 10 | 1000 | 342.9392 | 56.501
2025-07-07 00:00 | 49 | 25000 | 5000 | 0 | 700 | 15000 | 2400 | 25000 | 5000 | 25000 | 5000 | 25000 | 8.4 | 12.8 | 19.5 | 13 | 2.8793 | 10 | 1000 | 279.2531 | 52.028
2025-07-07 01:00 | 50 | 25000 | 5000 | 0 | 700 | 15000 | 2400 | 25000 | 5000 | 25000 | 5000 | 25000 | 8.4 | 12.8 | 19.5 | 13 | 3.0441 | 10 | 1000 | 279.2531 | 53.341
2025-07-07 02:00 | 51 | 25000 | 5000 | 0 | 700 | 15000 | 2400 | 25000 | 5000 | 25000 | 5000 | 25000 | 8.4 | 12.8 | 19.5 | 13 | 3.0993 | 10 | 1000 | 279.2531 | 51.82
2025-07-07 03:00 | 52 | 25000 | 5000 | 0 | 700 | 15000 | 2400 | 25000 | 5000 | 25000 | 5000 | 25000 | 8.4 | 12.8 | 19.5 | 13 | 3.105 | 10 | 1000 | 279.2531 | 50.687
2025-07-07 04:00 | 53 | 25000 | 5000 | 0 | 700 | 15000 | 2400 | 25000 | 5000 | 25000 | 5000 | 25000 | 8.4 | 12.8 | 19.5 | 13 | 3.0429 | 10 | 1000 | 279.2531 | 50.873
2025-07-07 05:00 | 54 | 25000 | 5000 | 0 | 700 | 15000 | 2400 | 25000 | 5000 | 25000 | 5000 | 25000 | 8.4 | 12.8 | 19.5 | 13 | 2.958 | 10 | 1000 | 279.2531 | 50.954
2025-07-07 06:00 | 55 | 25000 | 5000 | 0 | 700 | 15000 | 2400 | 25000 | 5000 | 25000 | 5000 | 25000 | 8.4 | 12.8 | 19.5 | 13 | 2.8609 | 10 | 1000 | 279.2531 | 52.766
2025-07-07 07:00 | 56 | 25000 | 8000 | 0 | 700 | 15000 | 2400 | 25000 | 8000 | 25000 | 8000 | 25000 | 8.4 | 12.8 | 19.5 | 13 | 2.7406 | 10 | 1000 | 279.2531 | 93.961
2025-07-07 08:00 | 57 | 25000 | 8000 | 0 | 700 | 15000 | 2400 | 25000 | 8000 | 25000 | 8000 | 25000 | 8.4 | 12.8 | 19.5 | 13 | 2.6134 | 10 | 1000 | 279.2531 | 79.301
2025-07-07 09:00 | 58 | 25000 | 8000 | 0 | 700 | 15000 | 2400 | 25000 | 8000 | 25000 | 8000 | 25000 | 8.4 | 12.8 | 19.5 | 13 | 2.4499 | 10 | 1000 | 279.2531 | 63.336
2025-07-07 10:00 | 59 | 25000 | 8000 | 0 | 700 | 15000 | 2400 | 25000 | 8000 | 25000 | 8000 | 25000 | 8.4 | 12.8 | 19.5 | 13 | 2.2459 | 10 | 1000 | 279.2531 | 51.086
2025-07-07 11:00 | 60 | 25000 | 8000 | 0 | 700 | 15000 | 2400 | 25000 | 8000 | 25000 | 8000 | 25000 | 8.4 | 12.8 | 19.5 | 13 | 2.0833 | 10 | 1000 | 279.2531 | 48.877
2025-07-07 12:00 | 61 | 25000 | 8000 | 0 | 700 | 15000 | 2400 | 25000 | 8000 | 25000 | 8000 | 25000 | 8.4 | 12.8 | 19.5 | 13 | 1.8929 | 10 | 1000 | 279.2531 | 47.104
2025-07-07 13:00 | 62 | 25000 | 8000 | 0 | 700 | 15000 | 2400 | 25000 | 8000 | 25000 | 8000 | 25000 | 8.4 | 12.8 | 19.5 | 13 | 1.6659 | 10 | 1000 | 279.2531 | 49.77
2025-07-07 14:00 | 63 | 25000 | 8000 | 0 | 700 | 15000 | 2400 | 25000 | 8000 | 25000 | 8000 | 25000 | 8.4 | 12.8 | 19.5 | 13 | 1.4253 | 10 | 1000 | 279.2531 | 59.18
2025-07-07 15:00 | 64 | 25000 | 8000 | 0 | 700 | 15000 | 2400 | 25000 | 8000 | 25000 | 8000 | 25000 | 8.4 | 12.8 | 19.5 | 13 | 1.2351 | 10 | 1000 | 373.2661 | 72.689
2025-07-07 16:00 | 65 | 25000 | 8000 | 0 | 0 | 0 | 2400 | 25000 | 8000 | 25000 | 8000 | 25000 | 8.4 | 12.8 | 19.5 | 13 | 0.97514 | 10 | 1000 | 494.5736 | 85.55
2025-07-07 17:00 | 66 | 25000 | 8000 | 0 | 0 | 0 | 2400 | 25000 | 8000 | 25000 | 8000 | 25000 | 8.4 | 12.8 | 19.5 | 13 | 0.88579 | 10 | 1000 | 494.5736 | 102.501
2025-07-07 18:00 | 67 | 25000 | 8000 | 0 | 0 | 0 | 2400 | 25000 | 8000 | 25000 | 8000 | 25000 | 8.4 | 12.8 | 19.5 | 13 | 1.0356 | 10 | 1000 | 494.5736 | 113.281
2025-07-07 19:00 | 68 | 25000 | 5000 | 0 | 0 | 0 | 2400 | 25000 | 5000 | 25000 | 5000 | 25000 | 8.4 | 12.8 | 19.5 | 13 | 1.3991 | 10 | 1000 | 494.5736 | 121.649
2025-07-07 20:00 | 69 | 25000 | 5000 | 0 | 0 | 0 | 2400 | 25000 | 5000 | 25000 | 5000 | 25000 | 8.4 | 12.8 | 19.5 | 13 | 1.8639 | 10 | 1000 | 494.5736 | 122.425
2025-07-07 21:00 | 70 | 25000 | 5000 | 0 | 0 | 0 | 2400 | 25000 | 5000 | 25000 | 5000 | 25000 | 8.4 | 12.8 | 19.5 | 13 | 2.3007 | 10 | 1000 | 494.5736 | 122.393
2025-07-07 22:00 | 71 | 25000 | 5000 | 0 | 0 | 0 | 2400 | 25000 | 5000 | 25000 | 5000 | 25000 | 8.4 | 12.8 | 19.5 | 13 | 2.5542 | 10 | 1000 | 494.5736 | 118.246
2025-07-07 23:00 | 72 | 25000 | 5000 | 0 | 700 | 15000 | 2400 | 25000 | 5000 | 25000 | 5000 | 25000 | 8.4 | 12.8 | 19.5 | 13 | 2.7827 | 10 | 1000 | 418.7564 | 65.785
2025-07-08 00:00 | 73 | 25000 | 5000 | 0 | 700 | 15000 | 2400 | 25000 | 5000 | 25000 | 5000 | 25000 | 8.4 | 12.8 | 19.5 | 13 | 2.8793 | 10 | 1000 | 342.9392 | 57.951
2025-07-08 01:00 | 74 | 25000 | 5000 | 0 | 700 | 15000 | 2400 | 25000 | 5000 | 25000 | 5000 | 25000 | 8.4 | 12.8 | 19.5 | 13 | 3.0441 | 10 | 1000 | 279.2531 | 53.341
2025-07-08 02:00 | 75 | 25000 | 5000 | 0 | 700 | 15000 | 2400 | 25000 | 5000 | 25000 | 5000 | 25000 | 8.4 | 12.8 | 19.5 | 13 | 3.0993 | 10 | 1000 | 279.2531 | 51.82
2025-07-08 03:00 | 76 | 25000 | 5000 | 0 | 700 | 15000 | 2400 | 25000 | 5000 | 25000 | 5000 | 25000 | 8.4 | 12.8 | 19.5 | 13 | 3.105 | 10 | 1000 | 279.2531 | 50.687
2025-07-08 04:00 | 77 | 25000 | 5000 | 0 | 700 | 15000 | 2400 | 25000 | 5000 | 25000 | 5000 | 25000 | 8.4 | 12.8 | 19.5 | 13 | 3.0429 | 10 | 1000 | 279.2531 | 50.873
2025-07-08 05:00 | 78 | 25000 | 5000 | 0 | 700 | 15000 | 2400 | 25000 | 5000 | 25000 | 5000 | 25000 | 8.4 | 12.8 | 19.5 | 13 | 2.958 | 10 | 1000 | 279.2531 | 50.954
2025-07-08 06:00 | 79 | 25000 | 5000 | 0 | 700 | 15000 | 2400 | 25000 | 5000 | 25000 | 5000 | 25000 | 8.4 | 12.8 | 19.5 | 13 | 2.8609 | 10 | 1000 | 279.2531 | 52.766
2025-07-08 07:00 | 80 | 25000 | 8000 | 0 | 700 | 15000 | 2400 | 25000 | 8000 | 25000 | 8000 | 25000 | 8.4 | 12.8 | 19.5 | 13 | 2.7406 | 10 | 1000 | 279.2531 | 93.961
2025-07-08 08:00 | 81 | 25000 | 8000 | 0 | 700 | 15000 | 2400 | 25000 | 8000 | 25000 | 8000 | 25000 | 8.4 | 12.8 | 19.5 | 13 | 2.6134 | 10 | 1000 | 279.2531 | 79.301
2025-07-08 09:00 | 82 | 25000 | 8000 | 0 | 700 | 15000 | 2400 | 25000 | 8000 | 25000 | 8000 | 25000 | 8.4 | 12.8 | 19.5 | 13 | 2.4499 | 10 | 1000 | 279.2531 | 63.336
2025-07-08 10:00 | 83 | 25000 | 8000 | 0 | 700 | 15000 | 2400 | 25000 | 8000 | 25000 | 8000 | 25000 | 8.4 | 12.8 | 19.5 | 13 | 2.2459 | 10 | 1000 | 279.2531 | 51.086
2025-07-08 11:00 | 84 | 25000 | 8000 | 0 | 700 | 15000 | 2400 | 25000 | 8000 | 25000 | 8000 | 25000 | 8.4 | 12.8 | 19.5 | 13 | 2.0833 | 10 | 1000 | 279.2531 | 48.877
2025-07-08 12:00 | 85 | 25000 | 8000 | 0 | 700 | 15000 | 2400 | 25000 | 8000 | 25000 | 8000 | 25000 | 8.4 | 12.8 | 19.5 | 13 | 1.8929 | 10 | 1000 | 279.2531 | 47.104
2025-07-08 13:00 | 86 | 25000 | 8000 | 0 | 700 | 15000 | 2400 | 25000 | 8000 | 25000 | 8000 | 25000 | 8.4 | 12.8 | 19.5 | 13 | 1.6659 | 10 | 1000 | 279.2531 | 49.77
2025-07-08 14:00 | 87 | 25000 | 8000 | 0 | 700 | 15000 | 2400 | 25000 | 8000 | 25000 | 8000 | 25000 | 8.4 | 12.8 | 19.5 | 13 | 1.4253 | 10 | 1000 | 279.2531 | 59.18
2025-07-08 15:00 | 88 | 25000 | 8000 | 0 | 700 | 15000 | 2400 | 25000 | 8000 | 25000 | 8000 | 25000 | 8.4 | 12.8 | 19.5 | 13 | 1.2351 | 10 | 1000 | 373.2661 | 72.689
2025-07-08 16:00 | 89 | 25000 | 8000 | 0 | 0 | 0 | 2400 | 25000 | 8000 | 25000 | 8000 | 25000 | 8.4 | 12.8 | 19.5 | 13 | 0.97514 | 10 | 1000 | 494.5736 | 85.55
2025-07-08 17:00 | 90 | 25000 | 8000 | 0 | 0 | 0 | 2400 | 25000 | 8000 | 25000 | 8000 | 25000 | 8.4 | 12.8 | 19.5 | 13 | 0.88579 | 10 | 1000 | 494.5736 | 102.501
2025-07-08 18:00 | 91 | 25000 | 8000 | 0 | 0 | 0 | 2400 | 25000 | 8000 | 25000 | 8000 | 25000 | 8.4 | 12.8 | 19.5 | 13 | 1.0356 | 10 | 1000 | 494.5736 | 113.281
2025-07-08 19:00 | 92 | 25000 | 5000 | 0 | 0 | 0 | 2400 | 25000 | 5000 | 25000 | 5000 | 25000 | 8.4 | 12.8 | 19.5 | 13 | 1.3991 | 10 | 1000 | 494.5736 | 121.649
2025-07-08 20:00 | 93 | 25000 | 5000 | 0 | 0 | 0 | 2400 | 25000 | 5000 | 25000 | 5000 | 25000 | 8.4 | 12.8 | 19.5 | 13 | 1.8639 | 10 | 1000 | 494.5736 | 122.425
2025-07-08 21:00 | 94 | 25000 | 5000 | 0 | 0 | 0 | 2400 | 25000 | 5000 | 25000 | 5000 | 25000 | 8.4 | 12.8 | 19.5 | 13 | 2.3007 | 10 | 1000 | 494.5736 | 122.393
2025-07-08 22:00 | 95 | 25000 | 5000 | 0 | 0 | 0 | 2400 | 25000 | 5000 | 25000 | 5000 | 25000 | 8.4 | 12.8 | 19.5 | 13 | 2.5542 | 10 | 1000 | 494.5736 | 118.246
2025-07-08 23:00 | 96 | 25000 | 5000 | 0 | 700 | 15000 | 2400 | 25000 | 5000 | 25000 | 5000 | 25000 | 8.4 | 12.8 | 19.5 | 13 | 2.7827 | 10 | 1000 | 418.7564 | 65.785
2025-07-09 00:00 | 97 | 25000 | 5000 | 0 | 700 | 15000 | 2400 | 25000 | 5000 | 25000 | 5000 | 25000 | 8.4 | 12.8 | 19.5 | 13 | 2.8793 | 10 | 1000 | 342.9392 | 57.951
2025-07-09 01:00 | 98 | 25000 | 5000 | 0 | 700 | 15000 | 2400 | 25000 | 5000 | 25000 | 5000 | 25000 | 8.4 | 12.8 | 19.5 | 13 | 3.0441 | 10 | 1000 | 279.2531 | 53.341
2025-07-09 02:00 | 99 | 25000 | 5000 | 0 | 700 | 15000 | 2400 | 25000 | 5000 | 25000 | 5000 | 25000 | 8.4 | 12.8 | 19.5 | 13 | 3.0993 | 10 | 1000 | 279.2531 | 51.82
2025-07-09 03:00 | 100 | 25000 | 5000 | 0 | 700 | 15000 | 2400 | 25000 | 5000 | 25000 | 5000 | 25000 | 8.4 | 12.8 | 19.5 | 13 | 3.105 | 10 | 1000 | 279.2531 | 50.687
2025-07-09 04:00 | 101 | 25000 | 5000 | 0 | 700 | 15000 | 2400 | 25000 | 5000 | 25000 | 5000 | 25000 | 8.4 | 12.8 | 19.5 | 13 | 3.0429 | 10 | 1000 | 279.2531 | 50.873
2025-07-09 05:00 | 102 | 25000 | 5000 | 0 | 700 | 15000 | 2400 | 25000 | 5000 | 25000 | 5000 | 25000 | 8.4 | 12.8 | 19.5 | 13 | 2.958 | 10 | 1000 | 279.2531 | 50.954
2025-07-09 06:00 | 103 | 25000 | 5000 | 0 | 700 | 15000 | 2400 | 25000 | 5000 | 25000 | 5000 | 25000 | 8.4 | 12.8 | 19.5 | 13 | 2.8609 | 10 | 1000 | 279.2531 | 52.766
2025-07-09 07:00 | 104 | 25000 | 8000 | 0 | 700 | 15000 | 2400 | 25000 | 8000 | 25000 | 8000 | 25000 | 8.4 | 12.8 | 19.5 | 13 | 2.7406 | 10 | 1000 | 279.2531 | 93.961
2025-07-09 08:00 | 105 | 25000 | 8000 | 0 | 700 | 15000 | 2400 | 25000 | 8000 | 25000 | 8000 | 25000 | 8.4 | 12.8 | 19.5 | 13 | 2.6134 | 10 | 1000 | 279.2531 | 79.301
2025-07-09 09:00 | 106 | 25000 | 8000 | 0 | 700 | 15000 | 2400 | 25000 | 8000 | 25000 | 8000 | 25000 | 8.4 | 12.8 | 19.5 | 13 | 2.4499 | 10 | 1000 | 279.2531 | 63.336
2025-07-09 10:00 | 107 | 25000 | 8000 | 0 | 700 | 15000 | 2400 | 25000 | 8000 | 25000 | 8000 | 25000 | 8.4 | 12.8 | 19.5 | 13 | 2.2459 | 10 | 1000 | 279.2531 | 51.086
2025-07-09 11:00 | 108 | 25000 | 8000 | 0 | 700 | 15000 | 2400 | 25000 | 8000 | 25000 | 8000 | 25000 | 8.4 | 12.8 | 19.5 | 13 | 2.0833 | 10 | 1000 | 279.2531 | 48.877
2025-07-09 12:00 | 109 | 25000 | 8000 | 0 | 700 | 15000 | 2400 | 25000 | 8000 | 25000 | 8000 | 25000 | 8.4 | 12.8 | 19.5 | 13 | 1.8929 | 10 | 1000 | 279.2531 | 47.104
2025-07-09 13:00 | 110 | 25000 | 8000 | 0 | 700 | 15000 | 2400 | 25000 | 8000 | 25000 | 8000 | 25000 | 8.4 | 12.8 | 19.5 | 13 | 1.6659 | 10 | 1000 | 279.2531 | 49.77
2025-07-09 14:00 | 111 | 25000 | 8000 | 0 | 700 | 15000 | 2400 | 25000 | 8000 | 25000 | 8000 | 25000 | 8.4 | 12.8 | 19.5 | 13 | 1.4253 | 10 | 1000 | 279.2531 | 59.18
2025-07-09 15:00 | 112 | 25000 | 8000 | 0 | 700 | 15000 | 2400 | 25000 | 8000 | 25000 | 8000 | 25000 | 8.4 | 12.8 | 19.5 | 13 | 1.2351 | 10 | 1000 | 373.2661 | 72.689
2025-07-09 16:00 | 113 | 25000 | 8000 | 0 | 0 | 0 | 2400 | 25000 | 8000 | 25000 | 8000 | 25000 | 8.4 | 12.8 | 19.5 | 13 | 0.97514 | 10 | 1000 | 494.5736 | 85.55
2025-07-09 17:00 | 114 | 25000 | 8000 | 0 | 0 | 0 | 2400 | 25000 | 8000 | 25000 | 8000 | 25000 | 8.4 | 12.8 | 19.5 | 13 | 0.88579 | 10 | 1000 | 494.5736 | 102.501
2025-07-09 18:00 | 115 | 25000 | 8000 | 0 | 0 | 0 | 2400 | 25000 | 8000 | 25000 | 8000 | 25000 | 8.4 | 12.8 | 19.5 | 13 | 1.0356 | 10 | 1000 | 494.5736 | 113.281
2025-07-09 19:00 | 116 | 25000 | 5000 | 0 | 0 | 0 | 2400 | 25000 | 5000 | 25000 | 5000 | 25000 | 8.4 | 12.8 | 19.5 | 13 | 1.3991 | 10 | 1000 | 494.5736 | 121.649
2025-07-09 20:00 | 117 | 25000 | 5000 | 0 | 0 | 0 | 2400 | 25000 | 5000 | 25000 | 5000 | 25000 | 8.4 | 12.8 | 19.5 | 13 | 1.8639 | 10 | 1000 | 494.5736 | 122.425
2025-07-09 21:00 | 118 | 25000 | 5000 | 0 | 0 | 0 | 2400 | 25000 | 5000 | 25000 | 5000 | 25000 | 8.4 | 12.8 | 19.5 | 13 | 2.3007 | 10 | 1000 | 494.5736 | 122.393
2025-07-09 22:00 | 119 | 25000 | 5000 | 0 | 0 | 0 | 2400 | 25000 | 5000 | 25000 | 5000 | 25000 | 8.4 | 12.8 | 19.5 | 13 | 2.5542 | 10 | 1000 | 494.5736 | 118.246
2025-07-09 23:00 | 120 | 25000 | 5000 | 0 | 700 | 15000 | 2400 | 25000 | 5000 | 25000 | 5000 | 25000 | 8.4 | 12.8 | 19.5 | 13 | 2.7827 | 10 | 1000 | 418.7564 | 65.785
2025-07-10 00:00 | 121 | 25000 | 5000 | 0 | 700 | 15000 | 2400 | 25000 | 5000 | 25000 | 5000 | 25000 | 8.4 | 12.8 | 19.5 | 13 | 2.8793 | 10 | 1000 | 342.9392 | 57.951
2025-07-10 01:00 | 122 | 25000 | 5000 | 0 | 700 | 15000 | 2400 | 25000 | 5000 | 25000 | 5000 | 25000 | 8.4 | 12.8 | 19.5 | 13 | 3.0441 | 10 | 1000 | 279.2531 | 53.341
2025-07-10 02:00 | 123 | 25000 | 5000 | 0 | 700 | 15000 | 2400 | 25000 | 5000 | 25000 | 5000 | 25000 | 8.4 | 12.8 | 19.5 | 13 | 3.0993 | 10 | 1000 | 279.2531 | 51.82
2025-07-10 03:00 | 124 | 25000 | 5000 | 0 | 700 | 15000 | 2400 | 25000 | 5000 | 25000 | 5000 | 25000 | 8.4 | 12.8 | 19.5 | 13 | 3.105 | 10 | 1000 | 279.2531 | 50.687
2025-07-10 04:00 | 125 | 25000 | 5000 | 0 | 700 | 15000 | 2400 | 25000 | 5000 | 25000 | 5000 | 25000 | 8.4 | 12.8 | 19.5 | 13 | 3.0429 | 10 | 1000 | 279.2531 | 50.873
2025-07-10 05:00 | 126 | 25000 | 5000 | 0 | 700 | 15000 | 2400 | 25000 | 5000 | 25000 | 5000 | 25000 | 8.4 | 12.8 | 19.5 | 13 | 2.958 | 10 | 1000 | 279.2531 | 50.954
2025-07-10 06:00 | 127 | 25000 | 5000 | 0 | 700 | 15000 | 2400 | 25000 | 5000 | 25000 | 5000 | 25000 | 8.4 | 12.8 | 19.5 | 13 | 2.8609 | 10 | 1000 | 279.2531 | 52.766
2025-07-10 07:00 | 128 | 25000 | 8000 | 0 | 700 | 15000 | 2400 | 25000 | 8000 | 25000 | 8000 | 25000 | 8.4 | 12.8 | 19.5 | 13 | 2.7406 | 10 | 1000 | 279.2531 | 93.961
2025-07-10 08:00 | 129 | 25000 | 8000 | 0 | 700 | 15000 | 2400 | 25000 | 8000 | 25000 | 8000 | 25000 | 8.4 | 12.8 | 19.5 | 13 | 2.6134 | 10 | 1000 | 279.2531 | 79.301
2025-07-10 09:00 | 130 | 25000 | 8000 | 0 | 700 | 15000 | 2400 | 25000 | 8000 | 25000 | 8000 | 25000 | 8.4 | 12.8 | 19.5 | 13 | 2.4499 | 10 | 1000 | 279.2531 | 63.336
2025-07-10 10:00 | 131 | 25000 | 8000 | 0 | 700 | 15000 | 2400 | 25000 | 8000 | 25000 | 8000 | 25000 | 8.4 | 12.8 | 19.5 | 13 | 2.2459 | 10 | 1000 | 279.2531 | 51.086
2025-07-10 11:00 | 132 | 25000 | 8000 | 0 | 700 | 15000 | 2400 | 25000 | 8000 | 25000 | 8000 | 25000 | 8.4 | 12.8 | 19.5 | 13 | 2.0833 | 10 | 1000 | 279.2531 | 48.877
2025-07-10 12:00 | 133 | 25000 | 8000 | 0 | 700 | 15000 | 2400 | 25000 | 8000 | 25000 | 8000 | 25000 | 8.4 | 12.8 | 19.5 | 13 | 1.8929 | 10 | 1000 | 279.2531 | 47.104
2025-07-10 13:00 | 134 | 25000 | 8000 | 0 | 700 | 15000 | 2400 | 25000 | 8000 | 25000 | 8000 | 25000 | 8.4 | 12.8 | 19.5 | 13 | 1.6659 | 10 | 1000 | 279.2531 | 49.77
2025-07-10 14:00 | 135 | 25000 | 8000 | 0 | 700 | 15000 | 2400 | 25000 | 8000 | 25000 | 8000 | 25000 | 8.4 | 12.8 | 19.5 | 13 | 1.4253 | 10 | 1000 | 279.2531 | 59.18
2025-07-10 15:00 | 136 | 25000 | 8000 | 0 | 700 | 15000 | 2400 | 25000 | 8000 | 25000 | 8000 | 25000 | 8.4 | 12.8 | 19.5 | 13 | 1.2351 | 10 | 1000 | 373.2661 | 72.689
2025-07-10 16:00 | 137 | 25000 | 8000 | 0 | 0 | 0 | 2400 | 25000 | 8000 | 25000 | 8000 | 25000 | 8.4 | 12.8 | 19.5 | 13 | 0.97514 | 10 | 1000 | 494.5736 | 85.55
2025-07-10 17:00 | 138 | 25000 | 8000 | 0 | 0 | 0 | 2400 | 25000 | 8000 | 25000 | 8000 | 25000 | 8.4 | 12.8 | 19.5 | 13 | 0.88579 | 10 | 1000 | 494.5736 | 102.501
2025-07-10 18:00 | 139 | 25000 | 8000 | 0 | 0 | 0 | 2400 | 25000 | 8000 | 25000 | 8000 | 25000 | 8.4 | 12.8 | 19.5 | 13 | 1.0356 | 10 | 1000 | 494.5736 | 113.281
2025-07-10 19:00 | 140 | 25000 | 5000 | 0 | 0 | 0 | 2400 | 25000 | 5000 | 25000 | 5000 | 25000 | 8.4 | 12.8 | 19.5 | 13 | 1.3991 | 10 | 1000 | 494.5736 | 121.649
2025-07-10 20:00 | 141 | 25000 | 5000 | 0 | 0 | 0 | 2400 | 25000 | 5000 | 25000 | 5000 | 25000 | 8.4 | 12.8 | 19.5 | 13 | 1.8639 | 10 | 1000 | 494.5736 | 122.425
2025-07-10 21:00 | 142 | 25000 | 5000 | 0 | 0 | 0 | 2400 | 25000 | 5000 | 25000 | 5000 | 25000 | 8.4 | 12.8 | 19.5 | 13 | 2.3007 | 10 | 1000 | 494.5736 | 122.393
2025-07-10 22:00 | 143 | 25000 | 5000 | 0 | 0 | 0 | 2400 | 25000 | 5000 | 25000 | 5000 | 25000 | 8.4 | 12.8 | 19.5 | 13 | 2.5542 | 10 | 1000 | 494.5736 | 118.246
2025-07-10 23:00 | 144 | 25000 | 5000 | 0 | 700 | 15000 | 2400 | 25000 | 5000 | 25000 | 5000 | 25000 | 8.4 | 12.8 | 19.5 | 13 | 2.7827 | 10 | 1000 | 418.7564 | 65.785
2025-07-11 00:00 | 145 | 25000 | 5000 | 0 | 700 | 15000 | 2400 | 25000 | 5000 | 25000 | 5000 | 25000 | 8.4 | 12.8 | 19.5 | 13 | 2.8793 | 10 | 1000 | 342.9392 | 57.951
2025-07-11 01:00 | 146 | 25000 | 5000 | 0 | 700 | 15000 | 2400 | 25000 | 5000 | 25000 | 5000 | 25000 | 8.4 | 12.8 | 19.5 | 13 | 3.0441 | 10 | 1000 | 279.2531 | 53.341
2025-07-11 02:00 | 147 | 25000 | 5000 | 0 | 700 | 15000 | 2400 | 25000 | 5000 | 25000 | 5000 | 25000 | 8.4 | 12.8 | 19.5 | 13 | 3.0993 | 10 | 1000 | 279.2531 | 51.82
2025-07-11 03:00 | 148 | 25000 | 5000 | 0 | 700 | 15000 | 2400 | 25000 | 5000 | 25000 | 5000 | 25000 | 8.4 | 12.8 | 19.5 | 13 | 3.105 | 10 | 1000 | 279.2531 | 50.687
2025-07-11 04:00 | 149 | 25000 | 5000 | 0 | 700 | 15000 | 2400 | 25000 | 5000 | 25000 | 5000 | 25000 | 8.4 | 12.8 | 19.5 | 13 | 3.0429 | 10 | 1000 | 279.2531 | 50.873
2025-07-11 05:00 | 150 | 25000 | 5000 | 0 | 700 | 15000 | 2400 | 25000 | 5000 | 25000 | 5000 | 25000 | 8.4 | 12.8 | 19.5 | 13 | 2.958 | 10 | 1000 | 279.2531 | 50.954
2025-07-11 06:00 | 151 | 25000 | 5000 | 0 | 700 | 15000 | 2400 | 25000 | 5000 | 25000 | 5000 | 25000 | 8.4 | 12.8 | 19.5 | 13 | 2.8609 | 10 | 1000 | 279.2531 | 52.766
2025-07-11 07:00 | 152 | 25000 | 8000 | 0 | 700 | 15000 | 2400 | 25000 | 8000 | 25000 | 8000 | 25000 | 8.4 | 12.8 | 19.5 | 13 | 2.7406 | 10 | 1000 | 279.2531 | 93.961
2025-07-11 08:00 | 153 | 25000 | 8000 | 0 | 700 | 15000 | 2400 | 25000 | 8000 | 25000 | 8000 | 25000 | 8.4 | 12.8 | 19.5 | 13 | 2.6134 | 10 | 1000 | 279.2531 | 79.301
2025-07-11 09:00 | 154 | 25000 | 8000 | 0 | 700 | 15000 | 2400 | 25000 | 8000 | 25000 | 8000 | 25000 | 8.4 | 12.8 | 19.5 | 13 | 2.4499 | 10 | 1000 | 279.2531 | 63.336
2025-07-11 10:00 | 155 | 25000 | 8000 | 0 | 700 | 15000 | 2400 | 25000 | 8000 | 25000 | 8000 | 25000 | 8.4 | 12.8 | 19.5 | 13 | 2.2459 | 10 | 1000 | 279.2531 | 51.086
2025-07-11 11:00 | 156 | 25000 | 8000 | 0 | 700 | 15000 | 2400 | 25000 | 8000 | 25000 | 8000 | 25000 | 8.4 | 12.8 | 19.5 | 13 | 2.0833 | 10 | 1000 | 279.2531 | 48.877
2025-07-11 12:00 | 157 | 25000 | 8000 | 0 | 700 | 15000 | 2400 | 25000 | 8000 | 25000 | 8000 | 25000 | 8.4 | 12.8 | 19.5 | 13 | 1.8929 | 10 | 1000 | 279.2531 | 47.104
2025-07-11 13:00 | 158 | 25000 | 8000 | 0 | 700 | 15000 | 2400 | 25000 | 8000 | 25000 | 8000 | 25000 | 8.4 | 12.8 | 19.5 | 13 | 1.6659 | 10 | 1000 | 279.2531 | 49.77
2025-07-11 14:00 | 159 | 25000 | 8000 | 0 | 700 | 15000 | 2400 | 25000 | 8000 | 25000 | 8000 | 25000 | 8.4 | 12.8 | 19.5 | 13 | 1.4253 | 10 | 1000 | 279.2531 | 59.18
2025-07-11 15:00 | 160 | 25000 | 8000 | 0 | 700 | 15000 | 2400 | 25000 | 8000 | 25000 | 8000 | 25000 | 8.4 | 12.8 | 19.5 | 13 | 1.2351 | 10 | 1000 | 373.2661 | 72.689
2025-07-11 16:00 | 161 | 25000 | 8000 | 0 | 0 | 0 | 2400 | 25000 | 8000 | 25000 | 8000 | 25000 | 8.4 | 12.8 | 19.5 | 13 | 0.97514 | 10 | 1000 | 494.5736 | 85.55
2025-07-11 17:00 | 162 | 25000 | 8000 | 0 | 0 | 0 | 2400 | 25000 | 8000 | 25000 | 8000 | 25000 | 8.4 | 12.8 | 19.5 | 13 | 0.88579 | 10 | 1000 | 494.5736 | 102.501
2025-07-11 18:00 | 163 | 25000 | 8000 | 0 | 0 | 0 | 2400 | 25000 | 8000 | 25000 | 8000 | 25000 | 8.4 | 12.8 | 19.5 | 13 | 1.0356 | 10 | 1000 | 494.5736 | 113.281
2025-07-11 19:00 | 164 | 25000 | 5000 | 0 | 0 | 0 | 2400 | 25000 | 5000 | 25000 | 5000 | 25000 | 8.4 | 12.8 | 19.5 | 13 | 1.3991 | 10 | 1000 | 494.5736 | 121.649
2025-07-11 20:00 | 165 | 25000 | 5000 | 0 | 0 | 0 | 2400 | 25000 | 5000 | 25000 | 5000 | 25000 | 8.4 | 12.8 | 19.5 | 13 | 1.8639 | 10 | 1000 | 494.5736 | 122.425
2025-07-11 21:00 | 166 | 25000 | 5000 | 0 | 0 | 0 | 2400 | 25000 | 5000 | 25000 | 5000 | 25000 | 8.4 | 12.8 | 19.5 | 13 | 2.3007 | 10 | 1000 | 494.5736 | 122.393
2025-07-11 22:00 | 167 | 25000 | 5000 | 0 | 0 | 0 | 2400 | 25000 | 5000 | 25000 | 5000 | 25000 | 8.4 | 12.8 | 19.5 | 13 | 2.5542 | 10 | 1000 | 494.5736 | 118.246
2025-07-11 23:00 | 168 | 25000 | 5000 | 0 | 700 | 15000 | 2400 | 25000 | 5000 | 25000 | 5000 | 25000 | 8.4 | 12.8 | 19.5 | 13 | 2.7827 | 10 | 1000 | 418.7564 | 65.785